## LOG
Date | Name | Sheet Name | Cell no | Explanation
2017-10-20 | Mikkel Bosack Simonsen | MIN-IMP-EXP |  | Applied regional actbnd on fossil fuels, applied from Giada´s Straw analysis
2016-09-19 | Jacopo tattini | Com, Proc, Min-Imp-Exp |  | Merged with Giada and with Jacopo
2016-05-25 | Steffen Dockweiler | MIN-IMP-EXP |  | Introduced a 10% increase in the price of all second generation bio, guessing that second generation is more expensive than first generation.
2016-04-18 | Maurizio Gargiulo | Processes |  | Added the IMPWAV technology from the SubRes_ELC-Techs
2016-04-18 | Maurizio Gargiulo | Commodities |  | Added the WAV commodity from the SubRes_ELC-Techs
2016-04-18 | Maurizio Gargiulo | MIN-IMP-EXP | Row 33 | Added the technology IMPWAV in the list
2016-04-14 | Lars B. Termansen |  |  | Added intro sheet. Color coded tabs
2016-03-01 | Steffen Dockweiler | BiomassCost | All data | Updated all data to the new AD model 3.02
2016-03-01 | Steffen Dockweiler | ETS_NETS_Prices | B10:AS24 | Updated ETS and NETS prices
2016-03-01 | Steffen Dockweiler | MIN-IMP-EXP | C106-AS122 | Updated Solid biomass prices
2016-03-01 | Steffen Dockweiler | MIN-IMP-EXP | C91:AU101 | Updated Fossil fuel prices (CIF import price)
2015-11-10 | Kristoffer Steen Andersen | ETS_NETS_Prices | E6:AS6 | Corrected error in ETS CO2-price (somehow data for all year had been replaced by 0.14…)
2015-11-05 | Kristoffer Steen Andersen | MIN-IMP-EXP | #REF! | Set crude oil and natural gas extraction from the north sea is set to zero … instead north sea oil and naturgas extraction is handled in the scenario file "NorthSeaMining"
2015-11-05 | Kristoffer Steen Andersen | ETS_NETS_Prices | B7:AS7 | Added quotas for non-ets!
2015-11-04 | Kristoffer Steen Andersen | Refineries | #REF! | Adjusted flow cost information on refineries based on product premiums from EA energy analyse rapport…
2015-04-22 | Kristoffer Steen Andersen | MIN-IMP-EXP | D58:E67 | Error in Comm-IN and Comm-OUT corrected…
2015-04-22 | Kristoffer Steen Andersen | ETS_NETS_Prices |  | CO2 qouta added for the ETS and non-ETS…
2015-02-11 | Kristoffer Steen Andersen | BiomassCost | #REF! | At some point we need to find better projection for these biomass related fuels…
2015-02-10 | Kristoffer Steen Andersen | BiomassCost | B22:AC183 | Data for biomass prices added form the "Alternative Drivmiddel Katalog 2014"
2015-02-09 | Maurizio Gargiulo | MIN-IMP-EXP | #REF! | Description of the new IMP and EXP processes for the biorefineries
2015-02-09 | Maurizio Gargiulo | PROC | #REF! | Added the new IMP and EXP processes neede to set up bioorefineries
2015-02-09 | Maurizio Gargiulo | COMM | C52:K69 | Added new commodities for the biorefineries set up
2015-02-09 | Maurizio Gargiulo | Fuel Tech | B7:G8 | Split the FUEL Tech in HETC and HETD
2015-02-09 | Maurizio Gargiulo | PROC | #REF! | Updated the Fule Techs for HETC and HETD
2015-02-09 | Maurizio Gargiulo | COMM | C73:K79 | Added ETS and NON ETS commodities
2015-01-22 | Kristoffer Steen Andersen | MIN-IMP-EXP | #REF! | PROC MINNGA added and official projection of natural gas and crude oil added to the model
2015-01-22 | Kristoffer Steen Andersen | Mining NGA&CRD |  | Official projection of North Sea oil and natural gas production added
2015-01-22 | Kristoffer Steen Andersen | MIN-IMP-EXP | #REF! | New prices added based on World Energy Outlook 2014 and forward prices of january 2015
2015-01-22 | Kristoffer Steen Andersen | MIN-IMP-EXP | #REF! | Table added that explicitly deals with a number of crude price assumptions
2014-11-13 | Olexandr Balyk | MIN-IMP-EXP | #REF! | Set waste price equal to 0.1 MKr./PJ => same as used in Ramses
2014-09-27 | Maurizio Gargiulo | MIN-IMP-EXP | #REF! | Introduced a waste price to avoid negative marginal price in the solution - to be reviewed later
2014-06-11 | Olexandr Balyk | Fuel_MIN-IMP | $B$29:$N$30 | Added dummy prices for import processes of SNG and KRB
2014-06-11 | Olexandr Balyk | PROC | $D$28:$F$29 | Added fuel import processes for SNG and KRB
2014-06-11 | Olexandr Balyk | COMM | $D$30:$D$31 | Changed fuel names, as discussed
2014-06-11 | Olexandr Balyk | COMM | $E$25 | Updated fuel description as discussed
2014-06-11 | Olexandr Balyk | COMM | $D$28:$F$29 | Added new fuels to avoid errors in the transport sector
2014-06-12 | Kristoffer and Mauri | Fuel_MIN-IMP | F7:F33;AS7:AS33 | New fuel price projection. All prices are in DKK2014
2014-06-12 | Mauri | Fuel_MIN-IMP | column F | new column CURR to specify currency. Deflactors in the SysSetting file
2014-06-12 | Mauri | Fuel Tech | new sheet | New sheet to introduce in the model SUPELC and SUPHET for the refinery
2014-07-07 | Kristoffer | MIN-IMP-EXP | Data update | New solid biomass prices
2014-07-08 | Mauri | MIN-IMP-EXP, Refineries,PROC |  | Removed the commodity RFG
2014-07-08 | Kenneth Karlsson | Refineries | J36:M43 | Calculating relative costs for output as a function of import prices of the products
2014-07-08 | Kenneth Karlsson | Refineries | C32:H47 | Data used for the refinery production costs on output - DEA report, see reference in sheet
2014-07-08 | Kenneth Karlsson | Refineries | P7:P12 | New production cost based on DEA report made by Ea Energy Analyses

## Intro
Description
Purpose: | This sheet defines processes, commodities and existing stocks for upstream fuels including imports and export interface
Description: | The data is based on the VMAS survey of energy services as well as the energy matrices from Statistics Denmark
Relevant sectors | SUP
Description of different sheets
Processes | Defines the processes for fuel conversions
Commodities | Defines the commodities used in the processes
MIN-IMP-EXP | Topology of mining, import and exports of fuels - costs
ETS_NETS_Prices | Topology of co2 certificates - costs
Refineries | Topology for processes in refining of fuels
Fuel Tech | Topology for fuels used in upstream sector
BiomassCost | Data for costs on biomass and other feedstocks
MIN-IMP-EXP Data | Data on imports and exports of fuels (GJ) from energy matrix from Statistics Denmark
Refinery data | Data on refinery production from energy matrix from Statistics Denmark

## Commodities
~FI_Comm
| CSet | Region | CommName | CommDesc | Unit | LimType | CTSLvl | PeakTS | Ctype
| *Commodity Set Membership | Region Name | Commodity Name | Commodity Description | Unit | Sense of the Balance EQN. | Timeslice Level | Peak Monitoring | Electricity Indicator
Added by MH for Sweden | NRG |  | PEA | Peat | PJ
Added by MH for Sweden |  |  | IWH | Industrial waste heat | PJ
Added by MH for Sweden |  |  | BFG | Blast furnace gas | PJ
Added by MH for Sweden |  |  | AMB | Ambient Temperature for heat pump | PJ
Added by MH for Sweden |  |  | URN | Nuclear fuel | PJ
Added by MH for Sweden |  |  | BLQ | Black liquor | PJ
Fossil fuels |  |  | COA | Coal | PJ
|  |  | NGA | Natural Gas | PJ | FX
|  |  | CRD | Crude Oil | PJ | FX
|  |  | LPG | Liquid petrol gas | PJ
|  |  | LVN | Naphtha (Petroleoum) | PJ
|  |  | GSL | Gasoline | PJ
|  |  | KER | Kerosene | PJ
|  |  | DSL | Diesel | PJ
|  |  | HFO | Heavy Fuel Oil | PJ
|  |  | MGO | Marine Gas Oil | PJ
|  |  | AGSL | Aviation gasoline | PJ
Renewable fuels |  |  | BGA | Biogas | PJ
|  |  | HFB | Heavy Fuel Bio Oil | PJ
|  |  | DDGS | Ethanol | PJ
|  |  | H2 | Hydrogen | PJ
|  |  | H2G | Hydrogen Gas | PJ
|  |  | AMM | Ammonia (Liquid) | PJ
|  |  | DME | Dimethyl ether | PJ
|  |  | KRB1 | Bio Kerosene G1 | PJ
|  |  | KRB2 | Bio Kerosene G2 | PJ
|  |  | KRE | Electro Kerosene | PJ
|  |  | SNG1 | Bio Synt. Nat. Gas G1 | PJ
|  |  | SNG2 | Bio Synt. Nat. Gas G2 | PJ
|  |  | SNE | Electro Synt. Nat. Gas | PJ
|  |  | DSB1 | Biodiesel G1 | PJ
|  |  | DSB2 | Biodiesel G2 | PJ
|  |  | DSE | Electro Diesel | PJ
|  |  | GSB1 | Bioethanol G1 | PJ
|  |  | GSB2 | Bioethanol G2 | PJ
|  |  | GSE | Electro Gasoline | PJ
|  |  | MOB1 | Bio Methanol G1 | PJ
|  |  | MOB2 | Bio Methanol G2 | PJ
|  |  | MOE | Electro Methanol | PJ
|  |  | SYN | RE syn gas | PJ
Waste |  |  | WST | Waste | PJ
Biomass |  |  | STR | Straw | PJ
|  |  | GRS | Grass | PJ
|  |  | WPE | Wood pellets | PJ
|  |  | WCH | Wood chips and wood waste | PJ
|  |  | FIW | Firewood | PJ
|  |  | CRN | Corn | PJ
|  |  | RPS | Rapeseed | PJ
|  |  | SGB | Sugar Beet | PJ
|  |  | DLI | Deep Litter | PJ
|  |  | MNR | Manure (Gylle) | PJ
Mining |  |  | MNGA | Mining Natural Gas | PJ | FX
|  |  | MCRD | Mining Crude Oil | PJ | FX
Other renewables |  |  | WIN | Wind | PJ
|  |  | HYD | Hydro | PJ
|  |  | SOL | Solar | PJ
|  |  | GEO | Geothermal | PJ
|  |  | WAV | Wave | PJ
Other |  |  | MOV | Movement - Dummy commodity for bike and walk | PJ
|  |  | OTH | Other non energy related commodities | PJ
Waste products |  |  | LNB | Bio Naphtha (Petroleoum) | PJ
|  |  | GLY | Glycerol | PJ
|  |  | RPC | Rape Cake | PJ
|  |  | SGP | Sugar Beet Pulp | PJ
| ENV |  | SUPCO2 | Supply sector CO2 | kt
|  |  | SUPNOX | Supply sector NOx emissions | kt CO2e
|  |  | SUPCH4 | Supply sector Mehtnae emissions | kt CO2e
|  |  | NETSCO2 | Non ETS CO2 | kt
|  |  | ETSCO2 | ETS CO2 | kt
|  |  | TOTCO2 | Total CO2 emissions | kt
|  |  | MINCO2 | MINCO2 | kt
|  |  | CO2SINK | CO2 sink - non useable for fuels | kt
|  |  | CCXCO2 | CO2 captured at plants | kt
|  |  | BIOCO2 | Biogenic CO2 emissions | kt
|  |  | SUPCO2W | Waste CO2 emissions SUP | kt
Supply fuels | NRG |  | SUPELC | Supply electricity | PJ |  | DAYNITE |  | ELC
|  |  | SUPHETC | Supply Decentral district heating | PJ |  | DAYNITE
|  |  | SUPHETD | Supply Central district heating | PJ |  | DAYNITE
|  |  | SUPCOA | Supply Coal | PJ
|  |  | SUPNGA | Supply Natural Gas | PJ
|  |  | SUPCRD | Supply Crude Oil | PJ
|  |  | SUPLPG | Supply Liquid petrol gas | PJ
|  |  | SUPCRD | Supply Crude Oil | PJ
|  |  | SUPLPG | Supply Liquid petrol gas | PJ
|  |  | SUPLVN | Supply Naphtha (Petroleoum) | PJ
|  |  | SUPGSL | Supply Gasoline | PJ
|  |  | SUPKER | Supply Kerosene | PJ
|  |  | SUPDSL | Supply Diesel | PJ
|  |  | SUPHFO | Supply Heavy Fuel Oil | PJ
|  |  | SUPMGO | Supply Marine Gas Oil | PJ
|  |  | SUPAGSL | Supply Aviation gasoline | PJ
|  |  | SUPWST | Supply Waste | PJ
|  |  | SUPSTR | Supply Straw | PJ
|  |  | SUPGRS | Supply Grass | PJ
|  |  | SUPWPE | Supply Wood pellets | PJ
|  |  | SUPWCH | Supply Wood chips and wood waste | PJ
|  |  | SUPFIW | Supply Firewood | PJ
|  |  | SUPCRN | Supply Corn | PJ
|  |  | SUPRPS | Supply Rapeseed | PJ
|  |  | SUPSGB | Supply Sugar Beet | PJ
|  |  | SUPDLI | Supply Deep Litter | PJ
|  |  | SUPMNR | Supply Manure (Gylle) | PJ
|  |  | SUPBGA | Supply Biogas | PJ
|  |  | SUPHFB | Supply Heavy Fuel Bio Oil | PJ
|  |  | SUPDDGS | Supply Ethanol | PJ
|  |  | SUPH2 | Supply Hydrogen | PJ
|  |  | SUPH2G | Supply Hydrogen Gas | PJ
|  |  | SUPAMM | Supply Ammonia (Liquid) | PJ
|  |  | SUPDME | Supply Dimethyl ether | PJ
|  |  | SUPKRB | Supply Bio Kerosene | PJ
|  |  | SUPSNG | Supply Bio Synt. Nat. Gas | PJ
|  |  | SUPDSB | Supply Biodiesel | PJ
|  |  | SUPGSB | Supply Bioethanol | PJ
|  |  | SUPMOB | Supply Bio Methanol | PJ
| NRG |  | ELCHIG | Electricity high voltage | PJ |  | DAYNITE |  | ELC
|  |  | ELCMID | Electricity medium voltage | PJ |  | DAYNITE |  | ELC
|  |  | ELCLOW | Electricity low voltage | PJ |  | DAYNITE |  | ELC
|  |  | NGAT | Gas grid in Transmission lines | PJ
|  |  | NGAD | Gas grid in distribution lines | PJ
|  |  | HETCP | Heat from district heating system central | PJ
|  |  | HETDP | Heat from district heating system decentral | PJ
|  |  | HETSP | Heat from district heating system Suburban | PJ

## Processes
~FI_Process
Sets | Region | TechName | TechDesc | Tact | Tcap | Tslvl | PrimaryCG | Vintage
*Process Set Membership | Region Name | Technology Name | Technology Description | Activity Unit | Capacity Unit | TimeSlice level of Process Activity | Primary Commodity Group | Vintage Tracking
IMP |  | IMPPEA | Import technology - Peat | PJ
|  | IMPIWH | Import technology - Industrial waste heat | PJ
|  | IMPBFG | Import technology - Blast furnace gas | PJ
|  | IMPAMB | Import technology - Ambient Temperature for heat pump | PJ
|  | IMPURN | Import technology - Nuclear fuel | PJ
|  | IMPBLQ | Import technology - Black liquor | PJ
|  | IMPCOA | Import technology - Coal | PJ
|  | IMPNGA | Import technology - Natural Gas | PJ
|  | IMPNGA1 | Import technology - Natural Gas1 | PJ
|  | IMPNGA2 | Import technology - Natural Gas2 | PJ
|  | IMPCRD | Import technology - Crude Oil | PJ
|  | IMPLPG | Import technology - Liquid petrol gas | PJ
|  | IMPLVN | Import technology - Naphtha (Petroleoum) | PJ
|  | IMPGSL | Import technology - Gasoline | PJ
|  | IMPKER | Import technology - Kerosene | PJ
|  | IMPDSL | Import technology - Diesel | PJ
|  | IMPHFO | Import technology - Heavy Fuel Oil | PJ
|  | IMPMGO | Import technology - Marine Gas Oil | PJ
|  | IMPAGSL | Import technology - Aviation gasoline | PJ
|  | IMPBGA | Import technology - Biogas | PJ
|  | IMPHFB | Import technology - Heavy Fuel Bio Oil | PJ
|  | IMPDDGS | Import technology - Ethanol | PJ
|  | IMPH2 | Import technology - Hydrogen Nearby Countries | PJ
|  | IMPH2G | Import technology - Hydrogen Gas Nearby Countries | PJ
|  | IMPH2F | Import technology - Hydrogen Further away | PJ
|  | IMPH2GF | Import technology - Hydrogen Gas Further away | PJ
|  | IMPH2O | Import technology - Hydrogen Other | PJ
|  | IMPH2GO | Import technology - Hydrogen Gas Other | PJ
|  | IMPAMM | Import technology - Ammonia (Liquid) | PJ
|  | IMPDME | Import technology - Dimethyl ether | PJ
|  | IMPKRB1 | Import technology - Bio Kerosene G1 | PJ
|  | IMPKRB2 | Import technology - Bio Kerosene G2 | PJ
|  | IMPKRE | Import technology - Electro Kerosene | PJ
|  | IMPSNG1 | Import technology - Bio Synt. Nat. Gas G1 | PJ
|  | IMPSNG2 | Import technology - Bio Synt. Nat. Gas G2 | PJ
|  | IMPSNE | Import technology - Electro Synt. Nat. Gas | PJ
|  | IMPDSB1 | Import technology - Biodiesel G1 | PJ
|  | IMPDSB2 | Import technology - Biodiesel G2 | PJ
|  | IMPDSE | Import technology - Electro Diesel | PJ
|  | IMPGSB1 | Import technology - Bioethanol G1 | PJ
|  | IMPGSB2 | Import technology - Bioethanol G2 | PJ
|  | IMPGSE | Import technology - Electro Gasoline | PJ
|  | IMPMOB1 | Import technology - Bio Methanol G1 | PJ
|  | IMPMOB2 | Import technology - Bio Methanol G2 | PJ
|  | IMPMOE | Import technology - Electro Methanol | PJ
|  | IMPWST | Import technology - Waste | PJ
|  | IMPSTR | Import technology - Straw | PJ
|  | IMPGRS | Import technology - Grass | PJ
|  | IMPWPE | Import technology - Wood pellets | PJ
|  | IMPWCH | Import technology - Wood chips and wood waste | PJ
|  | IMPFIW | Import technology - Firewood | PJ
|  | IMPCRN | Import technology - Corn | PJ
|  | IMPRPS | Import technology - Rapeseed | PJ
|  | IMPSGB | Import technology - Sugar Beet | PJ
|  | IMPDLI | Import technology - Deep Litter | PJ
|  | IMPMNR | Import technology - Manure (Gylle) | PJ
|  | IMPELC-DK1DE2 | Import technology - Electricity to DE2 North | PJ |  | DAYNITE
|  | IMPELC-SE4DE2 | Import technology - Electricity to DE2 North | PJ |  | DAYNITE
|  | IMPELC-NLDE3 | Import technology - Electricity to DE3 East | PJ |  | DAYNITE
|  | IMPELC-FRDE4 | Import technology - Electricity to DE4 South | PJ |  | DAYNITE
|  | IMPELC-CHDE4 | Import technology - Electricity to DE4 South | PJ |  | DAYNITE
|  | IMPELC-ATDE4 | Import technology - Electricity to DE4 South | PJ |  | DAYNITE
|  | IMPELC-CZDE4 | Import technology - Electricity to DE4 South | PJ |  | DAYNITE
|  | IMPELC-DK2DE5 | Import technology - Electricity to DE5 East | PJ |  | DAYNITE
|  | IMPELC-PLDE5 | Import technology - Electricity to DE5 East | PJ |  | DAYNITE
|  | IMPELC-CZDE5 | Import technology - Electricity to DE5 East | PJ |  | DAYNITE
|  | IMPELC-BEDE3 | Import technology - Electricity to DE3 West | PJ |  | DAYNITE
|  | IMPELC-NODE2 | Import technology - Electricity to DE2 North | PJ |  | DAYNITE
|  | IMPELC-SE4DE5 | Import technology - Electricity to DE5 East | PJ |  | DAYNITE
|  | IMPELC-DK2DE5 | Import technology - Electricity to DE5 East | PJ |  | DAYNITE
|  | IMPELC-Jona | Import technology - ELC Jonathan | PJ |  | DAYNITE
|  | IMPELC-UKDE3 | Import technology - Electricity to DE3 North | PJ |  | DAYNITE
MIN |  | MINWST | Mining technology - Waste | PJ
|  | MINSTR | Mining technology - Straw | PJ
|  | MINGRS | Mining technology - Grass | PJ
|  | MINWPE | Mining technology - Wood pellets | PJ
|  | MINWCH | Mining technology - Wood chips and wood waste | PJ
|  | MINFIW | Mining technology - Firewood | PJ
|  | MINCRN | Mining technology - Corn | PJ
|  | MINRPS | Mining technology - Rapeseed | PJ
|  | MINSGB | Mining technology - Sugar Beet | PJ
|  | MINDLI | Mining technology - Deep Litter | PJ
|  | MINMNR | Mining technology - Manure (Gylle) | PJ
|  | MINNGA | Mining technology - Mining Natural Gas | PJ
|  | MINCRD | Mining technology - Mining Crude Oil | PJ
|  | MINWIN | Mining technology - Wind | PJ
|  | MINHYD | Mining technology - Hydro | PJ
|  | MINSOL | Mining technology - Solar | PJ
|  | MINGEO | Mining technology - Geothermal | PJ
|  | MINWAV | Mining technology - Wave | PJ
|  | MINMOV | Mining technology - Movement - Dummy commodity for bike and walk | PJ
EXP |  | EXPCOA | Export technology - Coal | PJ
|  | EXPNGA | Export technology - Natural Gas | PJ
|  | EXPCRD | Export technology - Crude Oil | PJ
|  | EXPLPG | Export technology - Liquid petrol gas | PJ
|  | EXPLVN | Export technology - Naphtha (Petroleoum) | PJ
|  | EXPGSL | Export technology - Gasoline | PJ
|  | EXPKER | Export technology - Kerosene | PJ
|  | EXPDSL | Export technology - Diesel | PJ
|  | EXPHFO | Export technology - Heavy Fuel Oil | PJ
|  | EXPMGO | Export technology - Marine Gas Oil | PJ
|  | EXPAGSL | Export technology - Aviation gasoline | PJ
|  | EXPBGA | Export technology - Biogas | PJ
|  | EXPHFB | Export technology - Heavy Fuel Bio Oil | PJ
|  | EXPDDGS | Export technology - Ethanol | PJ
|  | EXPH2 | Export technology - Hydrogen | PJ
|  | EXPH2G | Export technology - Hydrogen Gas | PJ
|  | EXPAMM | Export technology - Ammonia (Liquid) | PJ
|  | EXPDME | Export technology - Dimethyl ether | PJ
|  | EXPKRB1 | Export technology - Bio Kerosene G1 | PJ
|  | EXPKRB2 | Export technology - Bio Kerosene G2 | PJ
|  | EXPKRE | Export technology - Electro Kerosene | PJ
|  | EXPSNG1 | Export technology - Bio Synt. Nat. Gas G1 | PJ
|  | EXPSNG2 | Export technology - Bio Synt. Nat. Gas G2 | PJ
|  | EXPSNE | Export technology - Electro Synt. Nat. Gas | PJ
|  | EXPDSB1 | Export technology - Biodiesel G1 | PJ
|  | EXPDSB2 | Export technology - Biodiesel G2 | PJ
|  | EXPDSE | Export technology - Electro Diesel | PJ
|  | EXPGSB1 | Export technology - Bioethanol G1 | PJ
|  | EXPGSB2 | Export technology - Bioethanol G2 | PJ
|  | EXPGSE | Export technology - Electro Gasoline | PJ
|  | EXPMOB1 | Export technology - Bio Methanol G1 | PJ
|  | EXPMOB2 | Export technology - Bio Methanol G2 | PJ
|  | EXPMOE | Export technology - Electro Methanol | PJ
|  | EXPLNB | Export technology - Bio Naphtha (Petroleoum) | PJ
|  | EXPGLY | Export technology - Glycerol | PJ
|  | EXPRPC | Export technology - Rape Cake | PJ
|  | EXPSGP | Export technology - Sugar Beet Pulp | PJ
|  | EXPOTH | Export technology - Other non energy related commodities | PJ
|  | EXPELC-DK1DE2 | Export technology - Electricity to Denmark1 | PJ |  | DAYNITE
|  | EXPELC-SE4DE2 | Export technology - Electricity to Sweden4 | PJ |  | DAYNITE
|  | EXPELC-NLDE3 | Export technology - Electricity to Holland | PJ |  | DAYNITE
|  | EXPELC-FRDE4 | Export technology - Electricity to France | PJ |  | DAYNITE
|  | EXPELC-CHDE4 | Export technology - Electricity to Switzerland | PJ |  | DAYNITE
|  | EXPELC-ATDE4 | Export technology - Electricity to Austria | PJ |  | DAYNITE
|  | EXPELC-CZDE4 | Export technology - Electricity to Czech | PJ |  | DAYNITE
|  | EXPELC-DK2DE5 | Export technology - Electricity to Denmark2 | PJ |  | DAYNITE
|  | EXPELC-PLDE5 | Export technology - Electricity to Poland | PJ |  | DAYNITE
|  | EXPELC-CZDE5 | Export technology - Electricity to Czech | PJ |  | DAYNITE
|  | EXPELC-BEDE3 | Export technology - Electricity to Belgium | PJ |  | DAYNITE
|  | EXPELC-NODE2 | Export technology - Electricity to Norway | PJ |  | DAYNITE
|  | EXPELC-SE4DE5 | Export technology - Electricity to Sweden4 | PJ |  | DAYNITE
|  | EXPELC-DK2DE5 | Export technology - Electricity to Denmark2 | PJ |  | DAYNITE
|  | EXPELC-UKDE3 | Export technology - Electricity to United Kingdom | PJ |  | DAYNITE
PRE |  | FT-SUPELC | FT technology - Supply electricity | PJ |  | DAYNITE
|  | FT-SUPHETC | FT technology - Supply Decentral district heating | PJ |  | DAYNITE
|  | FT-SUPHETD | FT technology - Supply Central district heating | PJ |  | DAYNITE
|  | FT-SUPCOA | FT technology - Supply Coal | PJ
|  | FT-SUPNGA | FT technology - Supply Natural Gas | PJ
|  | FT-SUPCRD | FT technology - Supply Crude Oil | PJ
|  | FT-SUPLPG | FT technology - Supply Liquid petrol gas | PJ
|  | FT-SUPLVN | FT technology - Supply Naphtha (Petroleoum) | PJ
|  | FT-SUPGSL | FT technology - Supply Gasoline | PJ
|  | FT-SUPKER | FT technology - Supply Kerosene | PJ
|  | FT-SUPDSL | FT technology - Supply Diesel | PJ
|  | FT-SUPHFO | FT technology - Supply Heavy Fuel Oil | PJ
|  | FT-SUPMGO | FT technology - Supply Marine Gas Oil | PJ
|  | FT-SUPAGSL | FT technology - Supply Aviation gasoline | PJ
|  | FT-SUPWST | FT technology - Supply Waste | PJ
|  | FT-SUPSTR | FT technology - Supply Straw | PJ
|  | FT-SUPGRS | FT technology - Supply Grass | PJ
|  | FT-SUPWPE | FT technology - Supply Wood pellets | PJ
|  | FT-SUPWCH | FT technology - Supply Wood chips and wood waste | PJ
|  | FT-SUPFIW | FT technology - Supply Firewood | PJ
|  | FT-SUPCRN | FT technology - Supply Corn | PJ
|  | FT-SUPRPS | FT technology - Supply Rapeseed | PJ
|  | FT-SUPSGB | FT technology - Supply Sugar Beet | PJ
|  | FT-SUPDLI | FT technology - Supply Deep Litter | PJ
|  | FT-SUPMNR | FT technology - Supply Manure (Gylle) | PJ
|  | FT-SUPBGA | FT technology - Supply Biogas | PJ
|  | FT-SUPHFB | FT technology - Supply Heavy Fuel Bio Oil | PJ
|  | FT-SUPDDGS | FT technology - Supply Ethanol | PJ
|  | FT-SUPH2 | FT technology - Supply Hydrogen | PJ
|  | FT-SUPH2G | FT technology - Supply Hydrogen Gas | PJ
|  | FT-SUPAMM | FT technology - Supply Ammonia (Liquid) | PJ
|  | FT-SUPDME | FT technology - Supply Dimethyl ether | PJ
|  | FT-SUPKRB | FT technology - Supply Bio Kerosene | PJ
|  | FT-SUPSNG | FT technology - Supply Bio Synt. Nat. Gas | PJ
|  | FT-SUPDSB | FT technology - Supply Biodiesel | PJ
|  | FT-SUPGSB | FT technology - Supply Bioethanol | PJ
|  | FT-SUPMOB | FT technology - Supply Bio Methanol | PJ
|  | FT-MINNGA | FT technology - Mining Natural Gas | PJ
|  | FT-MINCRD | FT technology - Mining Crude Oil | PJ
|  | FT-MINNGA2 | FT technology - Supply Bioethanol 2020 | PJ
|  | FT-MINCRD2 | FT technology - Supply Bio Methanol 2020 | PJ
|  | FT-MINNGA3 | FT technology - Mining Natural Gas Electric | PJ
|  | FT-MINCRD3 | FT technology - Mining Crude Oil Electric | PJ
| DE1 | SREFDE1 | Refinery Azerbaijan 1 | PJ | Pja
PRE |  | FT-GRDELCHIGH | Power transmission line high voltage | PJ | Pja | DAYNITE
|  | FT-GRDELCMID | Power transmission line medium voltage | PJ | Pja | DAYNITE
|  | FT-GRDELCLOW | Power transmission line low voltage | PJ | Pja | DAYNITE
|  | FT-GRDNGAT | Gas distribution grid transmission lines | PJ | Pja
|  | FT-GRDNGAD | Gas distribution grid distribution lines | PJ | Pja
|  | FT-GRDHETUPE | District heating distribution grid Urban lines existing | PJ | Pja | DAYNITE
|  | FT-GRDHETSPE | District heating distribution grid Suburban lines existing | PJ | Pja | DAYNITE
|  | FT-GRDHETRPE | District heating distribution grid Rural lines existing | PJ | Pja | DAYNITE

## Trade
~FI_T
TechName | *TechDesc | Comm-IN | Comm-OUT | EFF | LIFE | NCAP_AFA | CAPACT | COST
*Fuel Tech
*Unit
IMPELC-DK1DE2 | Import technology - Electricity to DE2 North |  | ELCC | 1 | 50 | 0.95 | 0.031536 | 16
IMPELC-SE4DE2 | Import technology - Electricity to DE2 North |  | ELCC | 1 | 50 | 0.95 | 0.031536 | 16
IMPELC-NLDE3 | Import technology - Electricity to DE3 East |  | ELCC | 1 | 50 | 0.95 | 0.031536 | 16
IMPELC-FRDE4 | Import technology - Electricity to DE4 South |  | ELCC | 1 | 50 | 0.95 | 0.031536 | 16
IMPELC-CHDE4 | Import technology - Electricity to DE4 South |  | ELCC | 1 | 50 | 0.95 | 0.031536 | 16
IMPELC-ATDE4 | Import technology - Electricity to DE4 South |  | ELCC | 1 | 50 | 0.95 | 0.031536 | 16
IMPELC-CZDE4 | Import technology - Electricity to DE4 South |  | ELCC | 1 | 50 | 0.95 | 0.031536 | 16
IMPELC-DK2DE5 | Import technology - Electricity to DE5 East |  | ELCC | 1 | 50 | 0.95 | 0.031536 | 16
IMPELC-PLDE5 | Import technology - Electricity to DE5 East |  | ELCC | 1 | 50 | 0.95 | 0.031536 | 16
IMPELC-CZDE5 | Import technology - Electricity to DE5 East |  | ELCC | 1 | 50 | 0.95 | 0.031536 | 16
IMPELC-BEDE3 | Import technology - Electricity to DE3 West |  | ELCC | 1 | 50 | 0.95 | 0.031536 | 16
IMPELC-NODE2 | Import technology - Electricity to DE2 North |  | ELCC | 1 | 50 | 0.95 | 0.031536 | 16
IMPELC-SE4DE5 | Import technology - Electricity to DE5 East |  | ELCC | 1 | 50 | 0.95 | 0.031536 | 16
IMPELC-Jona | Import technology - Own electricity |  | ELCC | 1 | 50 | 0.95 | 0.0315 | 16
IMPELC-UKDE3 | Import technology - Electricity to DE5 East |  | ELCC | 1 | 50 | 0.95 | 0.031536 | 16
EXPELC-DK1DE2 | Export technology - Electricity to Denmark1 | ELCC |  | 1 | 50 | 0.95 | 0.031536 | 15
EXPELC-SE4DE2 | Export technology - Electricity to Sweden4 | ELCC |  | 1 | 50 | 0.95 | 0.031536 | 15
EXPELC-NLDE3 | Export technology - Electricity to Holland | ELCC |  | 1 | 50 | 0.95 | 0.031536 | 15
EXPELC-FRDE4 | Export technology - Electricity to France | ELCC |  | 1 | 50 | 0.95 | 0.031536 | 15
EXPELC-CHDE4 | Export technology - Electricity to Switzerland | ELCC |  | 1 | 50 | 0.95 | 0.031536 | 15
EXPELC-ATDE4 | Export technology - Electricity to Austria | ELCC |  | 1 | 50 | 0.95 | 0.031536 | 15
EXPELC-CZDE4 | Export technology - Electricity to Czech | ELCC |  | 1 | 50 | 0.95 | 0.031536 | 15
EXPELC-DK2DE5 | Export technology - Electricity to Denmark2 | ELCC |  | 1 | 50 | 0.95 | 0.031536 | 15
EXPELC-PLDE5 | Export technology - Electricity to Poland | ELCC |  | 1 | 50 | 0.95 | 0.031536 | 15
EXPELC-CZDE5 | Export technology - Electricity to Czech | ELCC |  | 1 | 50 | 0.95 | 0.031536 | 15
EXPELC-BEDE3 | Export technology - Electricity to Belgium | ELCC |  | 1 | 50 | 0.95 | 0.031536 | 15
EXPELC-NODE2 | Export technology - Electricity to Norway | ELCC |  | 1 | 50 | 0.95 | 0.031536 | 15
EXPELC-SE4DE5 | Export technology - Electricity to Sweden4 | ELCC |  | 1 | 50 | 0.95 | 0.031536 | 15
EXPELC-DK2DE5 | Export technology - Electricity to Denmark2 | ELCC |  | 1 | 50 | 0.95 | 0.031536 | 15
EXPELC-UKDE3 | Export technology - Electricity to United Kingdom | ELCC |  | 1 | 50 | 0.95 | 0.031536 | 15

## Distribution
~FI_T
TechName | *TechDesc | Comm-IN | Comm-OUT | CURR | EFF | STOCK~DE1 | STOCK~DE2 | STOCK~DE3 | STOCK~DE4 | STOCK~DE5 | STOCK~DE1~2020 | STOCK~DE2~2020 | STOCK~DE3~2020 | STOCK~DE4~2020 | STOCK~DE5~2020 | STOCK~DE1~2070 | STOCK~DE2~2070 | STOCK~DE3~2070 | STOCK~DE4~2070 | STOCK~DE5~2070 | LIFE | AFA | CAP2ACT | FIXOM | VAROM | EMISSIONS~SUPCH4~2010 | EMISSIONS~SUPCH4~2019 | EMISSIONS~SUPCH4~0 | NCAP_BND | NCAP_BND~0 | Annual tranmission | From Subres files on Transmissions |  | *Source
*Fuel Tech | [21 empty] | Annual avaiability factor |  | Fixed O&M Cost | Variable O&M Cost | Methane emissions | Methane emissions | Methane emissions
*Unit | [23 empty] | MEUR/MW/year | MEUR/PJ | kt CO2e | kt CO2e | kt CO2e |  |  | PJ annual flow | Efficiency | Comment |  | Following national statistics a total power loss results in a convetion loss of
FT-GRDELCHIGH | Power transmission line high voltage | ELCC | ELCHIG | MEUR15 | 0.9864 | 100000000 | 100000000 | 100000000 | 100000000 | 100000000 | 100000000 | 10000000 | 100000000 | 100000000 | 10000000 | 0 | 0 | 0 | 0 | 0 | 50 | 0.45 | 0.031536 | 0.0010895 |  |  |  |  | 0 | 5 | 100000000 | 0.9915 |  | Danish technology catalogue | 0.1039 | Loss according to Azerbajainian system
FT-GRDELCMID | Power transmission line medium voltage | ELCHIG | ELCMID | MEUR15 | 0.98 | 100000000 | 100000000 | 100000000 | 100000000 | 100000000 | 100000000 | 10000000 | 100000000 | 100000000 | 10000000 | 0 | 0 | 0 | 0 | 0 | 50 | 0.45 | 0.031536 | 0.00065372 |  |  |  |  | 0 | 5 | 100000000 | 0.9875 |  | Danish technology catalogue | 0.064954 | Loss according to danish technology catalogue
FT-GRDELCLOW | Power transmission line low voltage | ELCMID | ELCLOW | MEUR15 | 0.92802 | 100000000 | 100000000 | 100000000 | 100000000 | 100000000 | 100000000 | 10000000 | 100000000 | 100000000 | 10000000 | 0 | 0 | 0 | 0 | 0 | 50 | 0.475 | 0.031536 | 0.0021034 |  |  |  |  | 0 | 5 | 100000000 | 0.955 |  | Danish technology catalogue
FT-GRDNGAT | Gas distribution grid transmission lines | NGA | NGAT | MEUR15 | 0.9706 | 100000000 | 100000000 | 100000000 | 100000000 | 100000000 | 100000000 | 10000000 | 100000000 | 100000000 | 10000000 | 0 | 0 | 0 | 0 | 0 | 50 | 0.2 | 0.031536 | 6.0493e-06 | 0.15631 | 31.248 | 13.7142 | 5 | 0 | 5 | 100000000 | 0.999 | Emissions diviate from subres strucutre to match historical leakage of methane emissions, assumed to belong dominantly within the gas transmissions system | Danish technology catalogue
FT-GRDNGAD | Gas distribution grid distribution lines | NGAT | NGAD | MEUR15 | 0.997 | 100000000 | 100000000 | 100000000 | 100000000 | 100000000 | 100000000 | 10000000 | 100000000 | 100000000 | 10000000 | 0 | 0 | 0 | 0 | 0 | 50 | 0.475 | 0.031536 | 0.0003534 |  | 1.3993 | 1.3993 | 5 | 0 | 5 | 100000000 | 0.997 |  | Danish technology catalogue
FT-GRDHETUPE | District heating distribution grid Urban lines existing | HETC | HETCP | MEUR15 | 0.943 | 100000000 | 100000000 | 100000000 | 100000000 | 100000000 | 100000000 | 100000000 | 100000000 | 100000000 | 100000000 | 37500000 | 37500000 | 37500000 | 37500000 | 37500000 | 80 | 0.2 | 0.031536 |  | 0.41667 |  |  |  | 0 | 5 | 100000000 | 0.9 |  | Danish technology catalogue
FT-GRDHETSPE | District heating distribution grid Suburban lines existing | HETC | HETSP | MEUR15 | 0.81 | 100000000 | 100000000 | 100000000 | 100000000 | 100000000 | 100000000 | 100000000 | 100000000 | 100000000 | 100000000 | 37500000 | 37500000 | 37500000 | 37500000 | 37500000 | 80 | 0.2 | 0.031536 |  | 0.41667 |  |  |  | 0 | 5 | 100000000 | 0.81 |  | Danish technology catalogue
FT-GRDHETRPE | District heating distribution grid Rural lines existing | HETD | HETDP | MEUR15 | 0.8 | 100000000 | 100000000 | 100000000 | 100000000 | 100000000 | 100000000 | 100000000 | 100000000 | 100000000 | 100000000 | 37500000 | 37500000 | 37500000 | 37500000 | 37500000 | 80 | 0.2 | 0.031536 |  | 0.41667 |  |  |  | 0 | 5 | 100000000 | 0.8
[5 empty] | Vedas outputs | 2010
[5 empty] | ELCHIG | 6695.48 | 811.03 | 1079.17 |  | 0
[5 empty] | ELCMID | 2715.47 |  |  |  | 0
[5 empty] | ELCLOW | 1109.25 |  |  |  | 0
[5 empty] | NGAT | 44.3 | 1.29 | 1.29 | 0.1 | 0.1
[5 empty] | NGAD | 0.86 | 0.86 | 0.86
[5 empty] | HETCP | 1288.72
[5 empty] | HETSP | 1.01
[5 empty] | HETDP | 69.28 | 69.28 | 69.28 | 69.28 | 69.28
Veda divideret med AFA og CAP2ACT
[5 empty] | ELCHIG | 471805.0623 | 57150.2058 | 76045.0138 | 0 | 0
[5 empty] | ELCMID | 191348.8641 | 0 | 0 | 0 | 0
[5 empty] | ELCLOW | 74050.709 | 0 | 0 | 0 | 0
[5 empty] | NGAT | 7023.7189 | 204.5282 | 204.5282 | 15.8549 | 15.8549
[5 empty] | NGAD | 57.4114 | 57.4114 | 57.4114 | 0 | 0
[5 empty] | HETCP | 204325.2156 | 0 | 0 | 0 | 0
[5 empty] | HETSP | 160.1344 | 0 | 0 | 0 | 0
[5 empty] | HETDP | 10984.2719 | 10984.2719 | 10984.2719 | 10984.2719 | 10984.2719

## MIN-IMP-EXP
[45 empty] | Old data on Oil production |  | 2989.6312 | 2817.753 | 3164.2807 | 3002.0003 | 2982.7717 | 3164.2807 | 5
[45 empty] | Old data on Gas production |  | 2861.82 | 2759.5575 | 2443.7843 | 2352.4995 | 2416.2465 | 2861.82 | 5
|  |  |  | ~FI_T: | [42 empty] | 2010 | 2015 | 2019
TechName | *TechDesc | Comm-IN | Comm-OUT | CURR | COST | COST~2011 | COST~2012 | COST~2013 | COST~2014 | COST~2015 | COST~2016 | COST~2017 | COST~2018 | COST~2019 | COST~2020 | COST~2021 | COST~2022 | COST~2023 | COST~2024 | COST~2025 | COST~2026 | COST~2027 | COST~2028 | COST~2029 | COST~2030 | COST~2031 | COST~2032 | COST~2033 | COST~2034 | COST~2035 | COST~2036 | COST~2037 | COST~2038 | COST~2039 | COST~2040 | COST~2041 | COST~2042 | COST~2043 | COST~2044 | COST~2045 | COST~2046 | COST~2047 | COST~2048 | COST~2049 | COST~2050 | COST~0 | ACTBND~UP~DE1 | ACTBND~UP~2015~DE1 | ACTBND~UP~2020~DE1 | ACTBND~UP~0~DE1 | ACTBND~UP~DE2 | ACTBND~UP~2015~DE2 | ACTBND~UP~2020~DE2 | ACTBND~UP~0~DE2 | ACTBND~UP~DE3 | ACTBND~UP~2015~DE3 | ACTBND~UP~2020~DE3 | ACTBND~UP~0~DE3 | ACTBND~UP~DE4 | ACTBND~UP~2015~DE4 | ACTBND~UP~2020~DE4 | ACTBND~UP~0~DE4 | ACTBND~UP~DE5 | ACTBND~UP~2015~DE5 | ACTBND~UP~2020~DE5 | ACTBND~UP~0~DE5
*Unit |  |  |  | Currency unit | 2010 | 2011 | 2012 | 2013 | 2014 | 2015 | 2016 | 2017 | 2018 | 2019 | 2020 | 2021 | 2022 | 2023 | 2024 | 2025 | 2026 | 2027 | 2028 | 2029 | 2030 | 2031 | 2032 | 2033 | 2034 | 2035 | 2036 | 2037 | 2038 | 2039 | 2040 | 2041 | 2042 | 2043 | 2044 | 2045 | 2046 | 2047 | 2048 | 2049 | 2050 |  | PJ | PJ | PJ | Interpolation | PJ | PJ | PJ | Interpolation | PJ | PJ | PJ | Interpolation | PJ | PJ | PJ | Interpolation | PJ | PJ | PJ | Interpolation
IMPPEA | Import technology - Peat |  | PEA | MSEK14 | 46 | 46 | 46 | 45.7 | 45.3 | 44.9 | 45.4 | 45.9 | 45.1795 | 45.1176 | 48.8366 | 50.4974 | 51.1961 | 51.4648 | 51.6749 | 51.9047 | 52.1946 | 52.4962 | 52.8068 | 53.1212 | 53.4331 | 53.7369 | 54.0444 | 54.3526 | 54.6615 | 54.9711 | 54.9711 | 54.9711 | 54.9711 | 54.9711 | 54.9711 | 54.9711 | 54.9711 | 54.9711 | 54.9711 | 54.9711 | 54.9711 | 54.9711 | 54.9711 | 54.9711 | 54.9711 | 5
IMPIWH | Import technology - Industrial waste heat |  | IWH | MSEK14 | 0 | 0 | 0 | 0 | 0 | 0 | 0 | 0 | 0 | 0 | 0 | 0 | 0 | 0 | 0 | 0 | 0 | 0 | 0 | 0 | 0 | 0 | 0 | 0 | 0 | 0 | 0 | 0 | 0 | 0 | 0 | 0 | 0 | 0 | 0 | 0 | 0 | 0 | 0 | 0 | 0 | 5
IMPBFG | Import technology - Blast furnace gas |  | BFG | MSEK14 | 11.55 | 13.85 | 11.95 | 10.15 | 8.6 | 7.85 | 6.1 | 5.85 | 11.4679 | 7.7664 | 7.6805 | 15.6546 | 14.4181 | 12.9757 | 10.6925 | 10.6777 | 10.8074 | 10.9367 | 11.0608 | 11.1791 | 11.2923 | 11.3128 | 11.3323 | 11.3441 | 11.3553 | 11.3606 | 11.3606 | 11.3606 | 11.3606 | 11.3606 | 11.3606 | 11.3606 | 11.3606 | 11.3606 | 11.3606 | 11.3606 | 11.3606 | 11.3606 | 11.3606 | 11.3606 | 11.3606 | 5
IMPAMB | Import technology - Ambient Temperature for heat pump |  | AMB | MSEK14 | 0 | 0 | 0 | 0 | 0 | 0 | 0 | 0 | 0 | 0 | 0 | 0 | 0 | 0 | 0 | 0 | 0 | 0 | 0 | 0 | 0 | 0 | 0 | 0 | 0 | 0 | 0 | 0 | 0 | 0 | 0 | 0 | 0 | 0 | 0 | 0 | 0 | 0 | 0 | 0 | 0 | 5
IMPURN | Import technology - Nuclear fuel |  | URN | MSEK14 | 4.1806 | 4.1806 | 4.1806 | 4.1806 | 4.1806 | 4.1806 | 4.1806 | 4.1806 | 4.1806 | 4.1806 | 4.1806 | 4.1806 | 4.1806 | 4.1806 | 4.1806 | 4.1806 | 4.1806 | 4.1806 | 4.1806 | 4.1806 | 4.1806 | 4.1806 | 4.1806 | 4.1806 | 4.1806 | 4.1806 | 4.1806 | 4.1806 | 4.1806 | 4.1806 | 4.1806 | 4.1806 | 4.1806 | 4.1806 | 4.1806 | 4.1806 | 4.1806 | 4.1806 | 4.1806 | 4.1806 | 4.1806 | 5
IMPBLQ | Import technology - Black liquor |  | BLQ | MSEK14 | 0.1 | 0.1 | 0.1 | 0.1 | 0.1 | 0.1 | 0.1 | 0.1 | 0.1 | 0.1 | 0.1 | 0.1 | 0.1 | 0.1 | 0.1 | 0.1 | 0.1 | 0.1 | 0.1 | 0.1 | 0.1 | 0.1 | 0.1 | 0.1 | 0.1 | 0.1 | 0.1 | 0.1 | 0.1 | 0.1 | 0.1 | 0.1 | 0.1 | 0.1 | 0.1 | 0.1 | 0.1 | 0.1 | 0.1 | 0.1 | 0.1 | 5
IMPCOA | Import technology - Coal |  | COA | MKr19 | 23.1 | 27.7 | 23.9 | 20.3 | 17.2 | 15.7 | 12.2 | 11.7 | 22.9358 | 15.5328 | 15.3611 | 31.3093 | 28.8361 | 25.9514 | 21.385 | 21.3554 | 21.6148 | 21.8734 | 22.1217 | 22.3581 | 22.5847 | 22.6257 | 22.6646 | 22.6883 | 22.7106 | 22.7211 | 22.7211 | 22.7211 | 22.7211 | 22.7211 | 22.7211 | 22.7211 | 22.7211 | 22.7211 | 22.7211 | 22.7211 | 22.7211 | 22.7211 | 22.7211 | 22.7211 | 22.7211 | 5
IMPNGA | Import technology - Natural Gas |  | NGA | MKr19 | 44.4 | 46.1 | 55.1 | 54.2 | 45.7 | 44 | 36.8 | 36.9 | 53.4222 | 34.261 | 22.8273 | 102.678 | 130.3613 | 79.2965 | 43.0249 | 39.4806 | 41.0136 | 42.5246 | 43.989 | 45.4031 | 46.7726 | 47.9713 | 49.1441 | 50.254 | 51.3414 | 52.3764 | 52.3764 | 52.3764 | 52.3764 | 52.3764 | 52.3764 | 52.3764 | 52.3764 | 52.3764 | 52.3764 | 52.3764 | 52.3764 | 52.3764 | 52.3764 | 52.3764 | 52.3764 | 5
IMPNGA1 | Import technology - Natural Gas1 |  | NGA | MKr19 | 66.6 | 69.15 | 82.65 | 81.3 | 68.55 | 66 | 55.2 | 55.35 | 80.1333 | 51.3915 | 34.2409 | 154.017 | 195.5419 | 118.9447 | 64.5373 | 59.2209 | 61.5204 | 63.7869 | 65.9835 | 68.1046 | 70.1589 | 71.9569 | 73.7161 | 75.3811 | 77.012 | 78.5647 | 78.5647 | 78.5647 | 78.5647 | 78.5647 | 78.5647 | 78.5647 | 78.5647 | 78.5647 | 78.5647 | 78.5647 | 78.5647 | 78.5647 | 78.5647 | 78.5647 | 78.5647 | 5
IMPNGA2 | Import technology - Natural Gas2 |  | NGA | MKr19 | 88.8 | 92.2 | 110.2 | 108.4 | 91.4 | 88 | 73.6 | 73.8 | 106.8444 | 68.522 | 45.6546 | 205.356 | 260.7226 | 158.5929 | 86.0498 | 78.9612 | 82.0272 | 85.0492 | 87.9779 | 90.8062 | 93.5453 | 95.9426 | 98.2882 | 100.5081 | 102.6827 | 104.7529 | 104.7529 | 104.7529 | 104.7529 | 104.7529 | 104.7529 | 104.7529 | 104.7529 | 104.7529 | 104.7529 | 104.7529 | 104.7529 | 104.7529 | 104.7529 | 104.7529 | 104.7529 | 5
IMPCRD | Import technology - Crude Oil |  | CRD | MKr19 | 76.2 | 106.1 | 112.9 | 100.3 | 97.3 | 62.7 | 59.9 | 63.9 | 78.5929 | 72.6678 | 71.1915 | 49.1811 | 52.5813 | 54.89 | 56.5684 | 57.7864 | 59.1463 | 60.478 | 61.7032 | 62.9896 | 64.2091 | 63.9015 | 63.5939 | 63.2864 | 62.9788 | 62.6712 | 62.6712 | 62.6712 | 62.6712 | 62.6712 | 62.6712 | 62.6712 | 62.6712 | 62.6712 | 62.6712 | 62.6712 | 62.6712 | 62.6712 | 62.6712 | 62.6712 | 62.6712 | 5
IMPLPG | Import technology - Liquid petrol gas |  | LPG | MKr14 | 88.8 | 92.2 | 110.2 | 108.4 | 91.4 | 88 | 73.6 | 73.8 | 106.8444 | 68.522 | 45.6546 | 205.356 | 260.7226 | 158.5929 | 86.0498 | 78.9612 | 82.0272 | 85.0492 | 87.9779 | 90.8062 | 93.5453 | 95.9426 | 98.2882 | 100.5081 | 102.6827 | 104.7529 | 104.7529 | 104.7529 | 104.7529 | 104.7529 | 104.7529 | 104.7529 | 104.7529 | 104.7529 | 104.7529 | 104.7529 | 104.7529 | 104.7529 | 104.7529 | 104.7529 | 104.7529 | 5
IMPLVN | Import technology - Naphtha (Petroleoum) |  | LVN | MKr14 | 88.8 | 92.2 | 110.2 | 108.4 | 91.4 | 88 | 73.6 | 73.8 | 106.8444 | 68.522 | 45.6546 | 205.356 | 260.7226 | 158.5929 | 86.0498 | 78.9612 | 82.0272 | 85.0492 | 87.9779 | 90.8062 | 93.5453 | 95.9426 | 98.2882 | 100.5081 | 102.6827 | 104.7529 | 104.7529 | 104.7529 | 104.7529 | 104.7529 | 104.7529 | 104.7529 | 104.7529 | 104.7529 | 104.7529 | 104.7529 | 104.7529 | 104.7529 | 104.7529 | 104.7529 | 104.7529 | 5
IMPGSL | Import technology - Gasoline |  | GSL | MKr19 | 92.8 | 122.9 | 136.7 | 122 | 114.8 | 78.2 | 75.3 | 79.4 | 102.4011 | 97.747 | 61.7811 | 98.6102 | 107.5495 | 104.3239 | 99.9319 | 95.9607 | 94.9838 | 94.6417 | 94.5121 | 94.4345 | 94.3048 | 95.0939 | 95.8494 | 96.524 | 97.1881 | 97.7837 | 97.7837 | 97.7837 | 97.7837 | 97.7837 | 97.7837 | 97.7837 | 97.7837 | 97.7837 | 97.7837 | 97.7837 | 97.7837 | 97.7837 | 97.7837 | 97.7837 | 97.7837 | 5
IMPKER | Import technology - Kerosene |  | KER | MKr19 | 76.5 | 112.4 | 116.3 | 118.6 | 110.1 | 73.5 | 70.6 | 74.7 | 99.5011 | 92.997 | 58.7743 | 93.8964 | 102.4892 | 99.4983 | 95.3842 | 91.6491 | 90.8194 | 90.5492 | 90.4767 | 90.4504 | 90.3687 | 91.1781 | 91.9654 | 92.6712 | 93.3622 | 93.9845 | 93.9845 | 93.9845 | 93.9845 | 93.9845 | 93.9845 | 93.9845 | 93.9845 | 93.9845 | 93.9845 | 93.9845 | 93.9845 | 93.9845 | 93.9845 | 93.9845 | 93.9845 | 5
IMPDSL | Import technology - Diesel |  | DSL | MKr19 | 105.4 | 117.4 | 134.2 | 123.2 | 113.5 | 77 | 74 | 78.2 | 101.5011 | 95.587 | 60.4121 | 96.464 | 105.2456 | 102.1268 | 97.8614 | 93.9977 | 93.0878 | 92.7784 | 92.6749 | 92.6206 | 92.5127 | 93.3111 | 94.0811 | 94.7698 | 95.4462 | 96.054 | 96.054 | 96.054 | 96.054 | 96.054 | 96.054 | 96.054 | 96.054 | 96.054 | 96.054 | 96.054 | 96.054 | 96.054 | 96.054 | 96.054 | 96.054 | 5
IMPHFO | Import technology - Heavy Fuel Oil |  | HFO | MKr19 | 68.2 | 102 | 96.2 | 91.7 | 84 | 47.5 | 44.5 | 48.7 | 36.1968 | 65.2295 | 72.5862 | 70.4324 | 67.3098 | 64.4168 | 64.1123 | 64.099 | 64.2299 | 64.3868 | 64.4758 | 65.3581 | 66.2584 | 67.0756 | 67.8625 | 68.5804 | 68.5804 | 68.5804 | 68.5804 | 68.5804 | 68.5804 | 68.5804 | 68.5804 | 68.5804 | 68.5804 | 68.5804 | 68.5804 | 68.5804 | 68.5804 | 68.5804 | 68.5804 | 68.5804 | 68.5804 | 5
IMPMGO | Import technology - Marine Gas Oil |  | MGO | MKr19 | 68.2 | 102 | 96.2 | 91.7 | 84 | 47.5 | 44.5 | 48.7 | 36.1968 | 65.2295 | 72.5862 | 70.4324 | 67.3098 | 64.4168 | 64.1123 | 64.099 | 64.2299 | 64.3868 | 64.4758 | 65.3581 | 66.2584 | 67.0756 | 67.8625 | 68.5804 | 68.5804 | 68.5804 | 68.5804 | 68.5804 | 68.5804 | 68.5804 | 68.5804 | 68.5804 | 68.5804 | 68.5804 | 68.5804 | 68.5804 | 68.5804 | 68.5804 | 68.5804 | 68.5804 | 68.5804 | 5
IMPAGSL | Import technology - Aviation gasoline |  | AGSL | MKr19 | 76.5 | 112.4 | 116.3 | 118.6 | 110.1 | 73.5 | 70.6 | 74.7 | 99.5011 | 92.997 | 58.7743 | 93.8964 | 102.4892 | 99.4983 | 95.3842 | 91.6491 | 90.8194 | 90.5492 | 90.4767 | 90.4504 | 90.3687 | 91.1781 | 91.9654 | 92.6712 | 93.3622 | 93.9845 | 93.9845 | 93.9845 | 93.9845 | 93.9845 | 93.9845 | 93.9845 | 93.9845 | 93.9845 | 93.9845 | 93.9845 | 93.9845 | 93.9845 | 93.9845 | 93.9845 | 93.9845 | 5
IMPBGA | Import technology - Biogas |  | BGA | MKr19 | 133.2 | 138.3 | 165.3 | 162.6 | 137.1 | 132 | 110.4 | 110.7 | 160.2666 | 102.783 | 68.4819 | 308.034 | 391.0839 | 237.8894 | 129.0747 | 118.4417 | 123.0407 | 127.5737 | 131.9669 | 136.2093 | 140.3179 | 143.9139 | 147.4323 | 150.7621 | 154.0241 | 157.1293 | 157.1293 | 157.1293 | 157.1293 | 157.1293 | 157.1293 | 157.1293 | 157.1293 | 157.1293 | 157.1293 | 157.1293 | 157.1293 | 157.1293 | 157.1293 | 157.1293 | 157.1293 | 5
IMPHFB | Import technology - Heavy Fuel Bio Oil |  | HFB | MKr19 | 131.8738 | 165.6738 | 159.8738 | 155.3738 | 147.6738 | 111.1738 | 108.1738 | 112.3738 | 99.8706 | 128.9032 | 136.26 | 134.1061 | 130.9836 | 128.0906 | 127.786 | 127.7727 | 127.9036 | 128.0605 | 128.1495 | 129.0318 | 129.9321 | 130.7494 | 131.5363 | 132.2541 | 132.2541 | 132.2541 | 132.2541 | 132.2541 | 132.2541 | 132.2541 | 132.2541 | 132.2541 | 132.2541 | 132.2541 | 132.2541 | 132.2541 | 132.2541 | 132.2541 | 132.2541 | 132.2541 | 132.2541 | 5
IMPDDGS | Import technology - Ethanol |  | DDGS | MKr14 | 10 | 10 | 10 | 10 | 10 | 10 | 10 | 10 | 10 | 10 | 10 | 10 | 10 | 10 | 10 | 10 | 10 | 10 | 10 | 10 | 10 | 10 | 10 | 10 | 10 | 10 | 10 | 10 | 10 | 10 | 10 | 10 | 10 | 10 | 10 | 10 | 10 | 10 | 10 | 10 | 10 | 5
IMPH2 | Import technology - Hydrogen Nearby Countries |  | H2 | MKr14 | 226.2678 | 222.5993 | 218.9309 | 215.2624 | 211.594 | 207.9256 | 204.2571 | 200.5887 | 196.9202 | 193.2518 | 189.5833 | 185.9149 | 182.2464 | 178.578 | 174.9096 | 171.2411 | 167.5727 | 163.9042 | 160.2358 | 156.5673 | 152.8989 | 149.2305 | 145.562 | 141.8936 | 138.2251 | 134.5567 | 130.8882 | 127.2198 | 123.5513 | 119.8829 | 116.2145 | 112.546 | 108.8776 | 105.2091 | 101.5407 | 97.8722 | 94.2038 | 90.5354 | 86.8669 | 83.1985 | 79.53 | 5
IMPH2G | Import technology - Hydrogen Gas Nearby Countries |  | H2G | MKr14 | 226.2678 | 222.5993 | 218.9309 | 215.2624 | 211.594 | 207.9256 | 204.2571 | 200.5887 | 196.9202 | 193.2518 | 189.5833 | 185.9149 | 182.2464 | 178.578 | 174.9096 | 171.2411 | 167.5727 | 163.9042 | 160.2358 | 156.5673 | 152.8989 | 149.2305 | 145.562 | 141.8936 | 138.2251 | 134.5567 | 130.8882 | 127.2198 | 123.5513 | 119.8829 | 116.2145 | 112.546 | 108.8776 | 105.2091 | 101.5407 | 97.8722 | 94.2038 | 90.5354 | 86.8669 | 83.1985 | 79.53 | 5
IMPH2F | Import technology - Hydrogen Further away |  | H2 | MKr14 | 271.5213 | 267.1192 | 262.7171 | 258.3149 | 253.9128 | 249.5107 | 245.1085 | 240.7064 | 236.3043 | 231.9021 | 227.5 | 223.0979 | 218.6957 | 214.2936 | 209.8915 | 205.4893 | 201.0872 | 196.6851 | 192.2829 | 187.8808 | 183.4787 | 179.0765 | 174.6744 | 170.2723 | 165.8701 | 161.468 | 157.0659 | 152.6637 | 148.2616 | 143.8595 | 139.4573 | 135.0552 | 130.6531 | 126.251 | 121.8488 | 117.4467 | 113.0446 | 108.6424 | 104.2403 | 99.8382 | 95.436 | 5
IMPH2GF | Import technology - Hydrogen Gas Further away |  | H2G | MKr14 | 271.5213 | 267.1192 | 262.7171 | 258.3149 | 253.9128 | 249.5107 | 245.1085 | 240.7064 | 236.3043 | 231.9021 | 227.5 | 223.0979 | 218.6957 | 214.2936 | 209.8915 | 205.4893 | 201.0872 | 196.6851 | 192.2829 | 187.8808 | 183.4787 | 179.0765 | 174.6744 | 170.2723 | 165.8701 | 161.468 | 157.0659 | 152.6637 | 148.2616 | 143.8595 | 139.4573 | 135.0552 | 130.6531 | 126.251 | 121.8488 | 117.4467 | 113.0446 | 108.6424 | 104.2403 | 99.8382 | 95.436 | 5
IMPH2O | Import technology - Hydrogen Other |  | H2 | MKr14 | 339.4017 | 333.899 | 328.3963 | 322.8937 | 317.391 | 311.8883 | 306.3857 | 300.883 | 295.3803 | 289.8777 | 284.375 | 278.8723 | 273.3697 | 267.867 | 262.3643 | 256.8617 | 251.359 | 245.8563 | 240.3537 | 234.851 | 229.3483 | 223.8457 | 218.343 | 212.8403 | 207.3377 | 201.835 | 196.3323 | 190.8297 | 185.327 | 179.8244 | 174.3217 | 168.819 | 163.3164 | 157.8137 | 152.311 | 146.8084 | 141.3057 | 135.803 | 130.3004 | 124.7977 | 119.295 | 5
IMPH2GO | Import technology - Hydrogen Gas Other |  | H2G | MKr14 | 339.4017 | 333.899 | 328.3963 | 322.8937 | 317.391 | 311.8883 | 306.3857 | 300.883 | 295.3803 | 289.8777 | 284.375 | 278.8723 | 273.3697 | 267.867 | 262.3643 | 256.8617 | 251.359 | 245.8563 | 240.3537 | 234.851 | 229.3483 | 223.8457 | 218.343 | 212.8403 | 207.3377 | 201.835 | 196.3323 | 190.8297 | 185.327 | 179.8244 | 174.3217 | 168.819 | 163.3164 | 157.8137 | 152.311 | 146.8084 | 141.3057 | 135.803 | 130.3004 | 124.7977 | 119.295 | 5
IMPAMM | Import technology - Ammonia (Liquid) |  | AMM | MKr19 | 263.7475 | 331.3475 | 319.7475 | 310.7475 | 295.3475 | 222.3475 | 216.3475 | 224.7475 | 199.7412 | 257.8065 | 272.5199 | 268.2122 | 261.9672 | 256.1812 | 255.5721 | 255.5454 | 255.8073 | 256.121 | 256.299 | 258.0637 | 259.8642 | 261.4987 | 263.0726 | 264.5083 | 264.5083 | 264.5083 | 264.5083 | 264.5083 | 264.5083 | 264.5083 | 264.5083 | 264.5083 | 264.5083 | 264.5083 | 264.5083 | 264.5083 | 264.5083 | 264.5083 | 264.5083 | 264.5083 | 264.5083 | 5
IMPDME | Import technology - Dimethyl ether |  | DME | MKr19 | 185.9811 | 244.7475 | 261.5475 | 250.5475 | 240.8475 | 204.3475 | 201.3475 | 205.5475 | 228.8486 | 222.9345 | 187.7596 | 223.8115 | 232.5931 | 229.4743 | 225.2089 | 221.3452 | 220.4353 | 220.1259 | 220.0224 | 219.9681 | 219.8603 | 220.6586 | 221.4286 | 222.1174 | 222.7937 | 223.4015 | 223.4015 | 223.4015 | 223.4015 | 223.4015 | 223.4015 | 223.4015 | 223.4015 | 223.4015 | 223.4015 | 223.4015 | 223.4015 | 223.4015 | 223.4015 | 223.4015 | 223.4015 | 5
IMPKRB1 | Import technology - Bio Kerosene G1 |  | KRB1 | MKr19 | 229.5 | 337.2 | 348.9 | 355.8 | 330.3 | 220.5 | 211.8 | 224.1 | 298.5032 | 278.9909 | 176.3228 | 281.6892 | 307.4676 | 298.4948 | 286.1526 | 274.9472 | 272.4583 | 271.6477 | 271.4302 | 271.3513 | 271.106 | 273.5343 | 275.8961 | 278.0135 | 280.0865 | 281.9535 | 281.9535 | 281.9535 | 281.9535 | 281.9535 | 281.9535 | 281.9535 | 281.9535 | 281.9535 | 281.9535 | 281.9535 | 281.9535 | 281.9535 | 281.9535 | 281.9535 | 281.9535 | 5
IMPKRB2 | Import technology - Bio Kerosene G2 |  | KRB2 | MKr19 | 252.45 | 400.8738 | 412.5738 | 419.4738 | 393.9738 | 284.1738 | 275.4738 | 287.7738 | 362.177 | 342.6646 | 239.9965 | 345.3629 | 371.1413 | 362.1686 | 349.8264 | 338.621 | 336.132 | 335.3215 | 335.104 | 335.0251 | 334.7797 | 337.2081 | 339.5699 | 341.6872 | 343.7602 | 345.6273 | 345.6273 | 345.6273 | 345.6273 | 345.6273 | 345.6273 | 345.6273 | 345.6273 | 345.6273 | 345.6273 | 345.6273 | 345.6273 | 345.6273 | 345.6273 | 345.6273 | 345.6273 | 5
IMPKRE | Import technology - Electro Kerosene |  | KRE | MKr19 | 504.9 | 801.7475 | 825.1475 | 838.9475 | 787.9475 | 568.3475 | 550.9475 | 575.5475 | 724.354 | 685.3293 | 479.993 | 690.7259 | 742.2827 | 724.3371 | 699.6527 | 677.242 | 672.264 | 670.643 | 670.208 | 670.0501 | 669.5595 | 674.4161 | 679.1398 | 683.3745 | 687.5205 | 691.2546 | 691.2546 | 691.2546 | 691.2546 | 691.2546 | 691.2546 | 691.2546 | 691.2546 | 691.2546 | 691.2546 | 691.2546 | 691.2546 | 691.2546 | 691.2546 | 691.2546 | 691.2546 | 5
IMPSNG1 | Import technology - Bio Synt. Nat. Gas G1 |  | SNG1 | MKr19 | 133.2 | 138.3 | 165.3 | 162.6 | 137.1 | 132 | 110.4 | 110.7 | 160.2666 | 102.783 | 68.4819 | 308.034 | 391.0839 | 237.8894 | 129.0747 | 118.4417 | 123.0407 | 127.5737 | 131.9669 | 136.2093 | 140.3179 | 143.9139 | 147.4323 | 150.7621 | 154.0241 | 157.1293 | 157.1293 | 157.1293 | 157.1293 | 157.1293 | 157.1293 | 157.1293 | 157.1293 | 157.1293 | 157.1293 | 157.1293 | 157.1293 | 157.1293 | 157.1293 | 157.1293 | 157.1293 | 5
IMPSNG2 | Import technology - Bio Synt. Nat. Gas G2 |  | SNG2 | MKr19 | 146.52 | 201.9738 | 228.9738 | 226.2738 | 200.7738 | 195.6738 | 174.0738 | 174.3738 | 223.9403 | 166.4568 | 132.1556 | 371.7078 | 454.7576 | 301.5632 | 192.7484 | 182.1155 | 186.7145 | 191.2475 | 195.6407 | 199.883 | 203.9916 | 207.5876 | 211.106 | 214.4359 | 217.6978 | 220.8031 | 220.8031 | 220.8031 | 220.8031 | 220.8031 | 220.8031 | 220.8031 | 220.8031 | 220.8031 | 220.8031 | 220.8031 | 220.8031 | 220.8031 | 220.8031 | 220.8031 | 220.8031 | 5
IMPSNE | Import technology - Electro Synt. Nat. Gas |  | SNE | MKr19 | 293.04 | 403.9475 | 457.9475 | 452.5475 | 401.5475 | 391.3475 | 348.1475 | 348.7475 | 447.8806 | 332.9136 | 264.3113 | 743.4156 | 909.5153 | 603.1263 | 385.4969 | 364.231 | 373.429 | 382.495 | 391.2813 | 399.766 | 407.9833 | 415.1752 | 422.212 | 428.8717 | 435.3956 | 441.6061 | 441.6061 | 441.6061 | 441.6061 | 441.6061 | 441.6061 | 441.6061 | 441.6061 | 441.6061 | 441.6061 | 441.6061 | 441.6061 | 441.6061 | 441.6061 | 441.6061 | 441.6061 | 5
IMPDSB1 | Import technology - Biodiesel G1 |  | DSB1 | MKr19 | 169.0738 | 181.0738 | 197.8738 | 186.8738 | 177.1738 | 140.6738 | 137.6738 | 141.8738 | 165.1748 | 159.2607 | 124.0858 | 160.1378 | 168.9193 | 165.8006 | 161.5351 | 157.6714 | 156.7616 | 156.4522 | 156.3486 | 156.2943 | 156.1865 | 156.9848 | 157.7548 | 158.4436 | 159.1199 | 159.7277 | 159.7277 | 159.7277 | 159.7277 | 159.7277 | 159.7277 | 159.7277 | 159.7277 | 159.7277 | 159.7277 | 159.7277 | 159.7277 | 159.7277 | 159.7277 | 159.7277 | 159.7277 | 5
IMPDSB2 | Import technology - Biodiesel G2 |  | DSB2 | MKr19 | 185.9811 | 244.7475 | 261.5475 | 250.5475 | 240.8475 | 204.3475 | 201.3475 | 205.5475 | 228.8486 | 222.9345 | 187.7596 | 223.8115 | 232.5931 | 229.4743 | 225.2089 | 221.3452 | 220.4353 | 220.1259 | 220.0224 | 219.9681 | 219.8603 | 220.6586 | 221.4286 | 222.1174 | 222.7937 | 223.4015 | 223.4015 | 223.4015 | 223.4015 | 223.4015 | 223.4015 | 223.4015 | 223.4015 | 223.4015 | 223.4015 | 223.4015 | 223.4015 | 223.4015 | 223.4015 | 223.4015 | 223.4015 | 5
IMPDSE | Import technology - Electro Diesel |  | DSE | MKr19 | 371.9623 | 489.495 | 523.095 | 501.095 | 481.695 | 408.695 | 402.695 | 411.095 | 457.6972 | 445.8689 | 375.5192 | 447.6231 | 465.1862 | 458.9487 | 450.4178 | 442.6904 | 440.8707 | 440.2519 | 440.0448 | 439.9362 | 439.7205 | 441.3171 | 442.8572 | 444.2347 | 445.5874 | 446.8029 | 446.8029 | 446.8029 | 446.8029 | 446.8029 | 446.8029 | 446.8029 | 446.8029 | 446.8029 | 446.8029 | 446.8029 | 446.8029 | 446.8029 | 446.8029 | 446.8029 | 446.8029 | 5
IMPGSB1 | Import technology - Bioethanol G1 |  | GSB1 | MKr19 | 191.987 | 222.087 | 235.887 | 221.187 | 213.987 | 177.387 | 174.487 | 178.587 | 201.5881 | 196.934 | 160.9681 | 197.7972 | 206.7365 | 203.5109 | 199.1189 | 195.1477 | 194.1708 | 193.8287 | 193.6991 | 193.6215 | 193.4918 | 194.2809 | 195.0364 | 195.711 | 196.3751 | 196.9707 | 196.9707 | 196.9707 | 196.9707 | 196.9707 | 196.9707 | 196.9707 | 196.9707 | 196.9707 | 196.9707 | 196.9707 | 196.9707 | 196.9707 | 196.9707 | 196.9707 | 196.9707 | 5
IMPGSB2 | Import technology - Bioethanol G2 |  | GSB2 | MKr19 | 211.1857 | 321.274 | 335.074 | 320.374 | 313.174 | 276.574 | 273.674 | 277.774 | 300.7751 | 296.121 | 260.155 | 296.9842 | 305.9235 | 302.6979 | 298.3059 | 294.3347 | 293.3578 | 293.0157 | 292.8861 | 292.8085 | 292.6788 | 293.4679 | 294.2234 | 294.898 | 295.5621 | 296.1577 | 296.1577 | 296.1577 | 296.1577 | 296.1577 | 296.1577 | 296.1577 | 296.1577 | 296.1577 | 296.1577 | 296.1577 | 296.1577 | 296.1577 | 296.1577 | 296.1577 | 296.1577 | 5
IMPGSE | Import technology - Electro Gasoline |  | GSE | MKr19 | 422.3714 | 642.548 | 670.148 | 640.748 | 626.348 | 553.148 | 547.348 | 555.548 | 601.5501 | 592.2419 | 520.3101 | 593.9683 | 611.8469 | 605.3958 | 596.6118 | 588.6694 | 586.7157 | 586.0313 | 585.7723 | 585.617 | 585.3577 | 586.9357 | 588.4469 | 589.796 | 591.1242 | 592.3154 | 592.3154 | 592.3154 | 592.3154 | 592.3154 | 592.3154 | 592.3154 | 592.3154 | 592.3154 | 592.3154 | 592.3154 | 592.3154 | 592.3154 | 592.3154 | 592.3154 | 592.3154 | 5
IMPMOB1 | Import technology - Bio Methanol G1 |  | MOB1 | MKr14 | 207.6 | 207.6 | 207.6 | 207.6 | 207.6 | 207.6 | 207.6 | 207.6 | 207.6 | 207.6 | 207.6 | 207.6 | 207.6 | 207.6 | 207.6 | 207.6 | 207.6 | 207.6 | 207.6 | 207.6 | 207.6 | 207.6 | 207.6 | 207.6 | 207.6 | 207.6 | 207.6 | 207.6 | 207.6 | 207.6 | 207.6 | 207.6 | 207.6 | 207.6 | 207.6 | 207.6 | 207.6 | 207.6 | 207.6 | 207.6 | 207.6 | 5
IMPMOB2 | Import technology - Bio Methanol G2 |  | MOB2 | MKr14 | 207.6 | 207.6 | 207.6 | 207.6 | 207.6 | 207.6 | 207.6 | 207.6 | 207.6 | 207.6 | 207.6 | 207.6 | 207.6 | 207.6 | 207.6 | 207.6 | 207.6 | 207.6 | 207.6 | 207.6 | 207.6 | 207.6 | 207.6 | 207.6 | 207.6 | 207.6 | 207.6 | 207.6 | 207.6 | 207.6 | 207.6 | 207.6 | 207.6 | 207.6 | 207.6 | 207.6 | 207.6 | 207.6 | 207.6 | 207.6 | 207.6 | 5
IMPMOE | Import technology - Electro Methanol |  | MOE | MKr14 | 415.2 | 415.2 | 415.2 | 415.2 | 415.2 | 415.2 | 415.2 | 415.2 | 415.2 | 415.2 | 415.2 | 415.2 | 415.2 | 415.2 | 415.2 | 415.2 | 415.2 | 415.2 | 415.2 | 415.2 | 415.2 | 415.2 | 415.2 | 415.2 | 415.2 | 415.2 | 415.2 | 415.2 | 415.2 | 415.2 | 415.2 | 415.2 | 415.2 | 415.2 | 415.2 | 415.2 | 415.2 | 415.2 | 415.2 | 415.2 | 415.2 | 5
IMPWST | Import technology - Waste |  | WST | MKr14 | 0.1 | 0.1 | 0.1 | 0.1 | 0.1 | 0.1 | 0.1 | 0.1 | 0.1 | 0.1 | 0.1 | 0.1 | 0.1 | 0.1 | 0.1 | 0.1 | 0.1 | 0.1 | 0.1 | 0.1 | 0.1 | 0.1 | 0.1 | 0.1 | 0.1 | 0.1 | 0.1 | 0.1 | 0.1 | 0.1 | 0.1 | 0.1 | 0.1 | 0.1 | 0.1 | 0.1 | 0.1 | 0.1 | 0.1 | 0.1 | 0.1 | 5
IMPSTR | Import technology - Straw |  | STR | MKr19 | 41.5 | 41.5 | 41.5 | 41.2 | 40.8 | 40.5 | 40.9 | 41.4 | 41.6349 | 41.6349 | 44.0022 | 45.4615 | 46.0669 | 46.2911 | 46.4635 | 46.6534 | 46.902 | 47.1609 | 47.4278 | 47.698 | 47.966 | 48.2283 | 48.4938 | 48.7599 | 49.0266 | 49.2939 | 49.2939 | 49.2939 | 49.2939 | 49.2939 | 49.2939 | 49.2939 | 49.2939 | 49.2939 | 49.2939 | 49.2939 | 49.2939 | 49.2939 | 49.2939 | 49.2939 | 49.2939 | 5
IMPGRS | Import technology - Grass |  | GRS | MKr14 | 41.5 | 41.5 | 41.5 | 41.2 | 40.8 | 40.5 | 40.9 | 41.4 | 41.6349 | 41.6349 | 44.0022 | 45.4615 | 46.0669 | 46.2911 | 46.4635 | 46.6534 | 46.902 | 47.1609 | 47.4278 | 47.698 | 47.966 | 48.2283 | 48.4938 | 48.7599 | 49.0266 | 49.2939 | 49.2939 | 49.2939 | 49.2939 | 49.2939 | 49.2939 | 49.2939 | 49.2939 | 49.2939 | 49.2939 | 49.2939 | 49.2939 | 49.2939 | 49.2939 | 49.2939 | 49.2939 | 5
IMPWPE | Import technology - Wood pellets |  | WPE | MKr19 | 73.7 | 73.7 | 73.7 | 72.7 | 71.8 | 70.8 | 71.2 | 71.6 | 69.4949 | 69.433 | 57.8991 | 67.7672 | 83.3393 | 79.4099 | 72.6484 | 72.1655 | 72.397 | 72.6457 | 72.9075 | 73.1742 | 73.4363 | 73.7099 | 73.9888 | 74.2682 | 74.5482 | 74.8286 | 74.8286 | 74.8286 | 74.8286 | 74.8286 | 74.8286 | 74.8286 | 74.8286 | 74.8286 | 74.8286 | 74.8286 | 74.8286 | 74.8286 | 74.8286 | 74.8286 | 74.8286 | 5
IMPWCH | Import technology - Wood chips and wood waste |  | WCH | MKr19 | 46 | 46 | 46 | 45.7 | 45.3 | 44.9 | 45.4 | 45.9 | 45.1795 | 45.1176 | 48.8366 | 50.4974 | 51.1961 | 51.4648 | 51.6749 | 51.9047 | 52.1946 | 52.4962 | 52.8068 | 53.1212 | 53.4331 | 53.7369 | 54.0444 | 54.3526 | 54.6615 | 54.9711 | 54.9711 | 54.9711 | 54.9711 | 54.9711 | 54.9711 | 54.9711 | 54.9711 | 54.9711 | 54.9711 | 54.9711 | 54.9711 | 54.9711 | 54.9711 | 54.9711 | 54.9711 | 5
IMPFIW | Import technology - Firewood |  | FIW | MKr14 | 46 | 46 | 46 | 45.7 | 45.3 | 44.9 | 45.4 | 45.9 | 45.1795 | 45.1176 | 48.8366 | 50.4974 | 51.1961 | 51.4648 | 51.6749 | 51.9047 | 52.1946 | 52.4962 | 52.8068 | 53.1212 | 53.4331 | 53.7369 | 54.0444 | 54.3526 | 54.6615 | 54.9711 | 54.9711 | 54.9711 | 54.9711 | 54.9711 | 54.9711 | 54.9711 | 54.9711 | 54.9711 | 54.9711 | 54.9711 | 54.9711 | 54.9711 | 54.9711 | 54.9711 | 54.9711 | 5
IMPCRN | Import technology - Corn |  | CRN | MKr14 | 72.4 | 72.4 | 72.4 | 72.4 | 72.4 | 72.4 | 72.4 | 72.4 | 72.4 | 72.4 | 72.4 | 72.4 | 72.4 | 72.4 | 72.4 | 72.4 | 72.4 | 72.4 | 72.4 | 72.4 | 72.4 | 72.4 | 72.4 | 72.4 | 72.4 | 72.4 | 72.4 | 72.4 | 72.4 | 72.4 | 72.4 | 72.4 | 72.4 | 72.4 | 72.4 | 72.4 | 72.4 | 72.4 | 72.4 | 72.4 | 72.4 | 5
IMPRPS | Import technology - Rapeseed |  | RPS | MKr14 | 101.7 | 101.7 | 101.7 | 101.7 | 101.7 | 101.7 | 101.7 | 101.7 | 101.7 | 101.7 | 101.7 | 101.7 | 101.7 | 101.7 | 101.7 | 101.7 | 101.7 | 101.7 | 101.7 | 101.7 | 101.7 | 101.7 | 101.7 | 101.7 | 101.7 | 101.7 | 101.7 | 101.7 | 101.7 | 101.7 | 101.7 | 101.7 | 101.7 | 101.7 | 101.7 | 101.7 | 101.7 | 101.7 | 101.7 | 101.7 | 101.7 | 5
IMPSGB | Import technology - Sugar Beet |  | SGB | MKr14 | 10.6 | 10.6 | 10.6 | 10.6 | 10.6 | 10.6 | 10.6 | 10.6 | 10.6 | 10.6 | 10.6 | 10.6 | 10.6 | 10.6 | 10.6 | 10.6 | 10.6 | 10.6 | 10.6 | 10.6 | 10.6 | 10.6 | 10.6 | 10.6 | 10.6 | 10.6 | 10.6 | 10.6 | 10.6 | 10.6 | 10.6 | 10.6 | 10.6 | 10.6 | 10.6 | 10.6 | 10.6 | 10.6 | 10.6 | 10.6 | 10.6 | 5
IMPDLI | Import technology - Deep Litter |  | DLI | MKr14 | 0.01 | 0.01 | 0.01 | 0.01 | 0.01 | 0.01 | 0.01 | 0.01 | 0.01 | 0.01 | 0.01 | 0.01 | 0.01 | 0.01 | 0.01 | 0.01 | 0.01 | 0.01 | 0.01 | 0.01 | 0.01 | 0.01 | 0.01 | 0.01 | 0.01 | 0.01 | 0.01 | 0.01 | 0.01 | 0.01 | 0.01 | 0.01 | 0.01 | 0.01 | 0.01 | 0.01 | 0.01 | 0.01 | 0.01 | 0.01 | 0.01 | 5
IMPMNR | Import technology - Manure (Gylle) |  | MNR | MKr14 | 0.005 | 0.005 | 0.005 | 0.005 | 0.005 | 0.005 | 0.005 | 0.005 | 0.005 | 0.005 | 0.005 | 0.005 | 0.005 | 0.005 | 0.005 | 0.005 | 0.005 | 0.005 | 0.005 | 0.005 | 0.005 | 0.005 | 0.005 | 0.005 | 0.005 | 0.005 | 0.005 | 0.005 | 0.005 | 0.005 | 0.005 | 0.005 | 0.005 | 0.005 | 0.005 | 0.005 | 0.005 | 0.005 | 0.005 | 0.005 | 0.005 | 5
MINWST | Mining technology - Waste |  | WST | MKr14 | 0.05 | 0.05 | 0.05 | 0.05 | 0.05 | 0.05 | 0.05 | 0.05 | 0.05 | 0.05 | 0.05 | 0.05 | 0.05 | 0.05 | 0.05 | 0.05 | 0.05 | 0.05 | 0.05 | 0.05 | 0.05 | 0.05 | 0.05 | 0.05 | 0.05 | 0.05 | 0.05 | 0.05 | 0.05 | 0.05 | 0.05 | 0.05 | 0.05 | 0.05 | 0.05 | 0.05 | 0.05 | 0.05 | 0.05 | 0.05 | 0.05 | 5
MINSTR | Mining technology - Straw |  | STR | MKr19 | 39.425 | 39.425 | 39.425 | 39.14 | 38.76 | 38.475 | 38.855 | 39.33 | 39.5532 | 39.5532 | 41.8021 | 43.1884 | 43.7636 | 43.9765 | 44.1403 | 44.3208 | 44.5569 | 44.8029 | 45.0564 | 45.3131 | 45.5677 | 45.8168 | 46.0691 | 46.3219 | 46.5753 | 46.8292 | 46.8292 | 46.8292 | 46.8292 | 46.8292 | 46.8292 | 46.8292 | 46.8292 | 46.8292 | 46.8292 | 46.8292 | 46.8292 | 46.8292 | 46.8292 | 46.8292 | 46.8292 | 5
MINGRS | Mining technology - Grass |  | GRS | MKr14 | 39.425 | 39.425 | 39.425 | 39.14 | 38.76 | 38.475 | 38.855 | 39.33 | 39.5532 | 39.5532 | 41.8021 | 43.1884 | 43.7636 | 43.9765 | 44.1403 | 44.3208 | 44.5569 | 44.8029 | 45.0564 | 45.3131 | 45.5677 | 45.8168 | 46.0691 | 46.3219 | 46.5753 | 46.8292 | 46.8292 | 46.8292 | 46.8292 | 46.8292 | 46.8292 | 46.8292 | 46.8292 | 46.8292 | 46.8292 | 46.8292 | 46.8292 | 46.8292 | 46.8292 | 46.8292 | 46.8292 | 5
MINWPE | Mining technology - Wood pellets |  | WPE | MKr19 | 70.015 | 70.015 | 70.015 | 69.065 | 68.21 | 67.26 | 67.64 | 68.02 | 66.0201 | 65.9614 | 55.0041 | 64.3788 | 79.1723 | 75.4394 | 69.0159 | 68.5572 | 68.7772 | 69.0134 | 69.2621 | 69.5155 | 69.7645 | 70.0244 | 70.2893 | 70.5548 | 70.8208 | 71.0872 | 71.0872 | 71.0872 | 71.0872 | 71.0872 | 71.0872 | 71.0872 | 71.0872 | 71.0872 | 71.0872 | 71.0872 | 71.0872 | 71.0872 | 71.0872 | 71.0872 | 71.0872 | 5
MINWCH | Mining technology - Wood chips and wood waste |  | WCH | MKr19 | 43.7 | 43.7 | 43.7 | 43.415 | 43.035 | 42.655 | 43.13 | 43.605 | 42.9205 | 42.8617 | 46.3948 | 47.9725 | 48.6363 | 48.8916 | 49.0912 | 49.3095 | 49.5849 | 49.8714 | 50.1665 | 50.4651 | 50.7615 | 51.05 | 51.3422 | 51.635 | 51.9284 | 52.2225 | 52.2225 | 52.2225 | 52.2225 | 52.2225 | 52.2225 | 52.2225 | 52.2225 | 52.2225 | 52.2225 | 52.2225 | 52.2225 | 52.2225 | 52.2225 | 52.2225 | 52.2225 | 5
MINFIW | Mining technology - Firewood |  | FIW | MKr14 | 10.925 | 10.925 | 10.925 | 10.8537 | 10.7587 | 10.6637 | 10.7825 | 10.9012 | 10.7301 | 10.7154 | 11.5987 | 11.9931 | 12.1591 | 12.2229 | 12.2728 | 12.3274 | 12.3962 | 12.4678 | 12.5416 | 12.6163 | 12.6904 | 12.7625 | 12.8355 | 12.9087 | 12.9821 | 13.0556 | 13.0556 | 13.0556 | 13.0556 | 13.0556 | 13.0556 | 13.0556 | 13.0556 | 13.0556 | 13.0556 | 13.0556 | 13.0556 | 13.0556 | 13.0556 | 13.0556 | 13.0556 | 5
MINCRN | Mining technology - Corn |  | CRN | MKr14 | 68.78 | 68.78 | 68.78 | 68.78 | 68.78 | 68.78 | 68.78 | 68.78 | 68.78 | 68.78 | 68.78 | 68.78 | 68.78 | 68.78 | 68.78 | 68.78 | 68.78 | 68.78 | 68.78 | 68.78 | 68.78 | 68.78 | 68.78 | 68.78 | 68.78 | 68.78 | 68.78 | 68.78 | 68.78 | 68.78 | 68.78 | 68.78 | 68.78 | 68.78 | 68.78 | 68.78 | 68.78 | 68.78 | 68.78 | 68.78 | 68.78 | 5
MINRPS | Mining technology - Rapeseed |  | RPS | MKr14 | 96.615 | 96.615 | 96.615 | 96.615 | 96.615 | 96.615 | 96.615 | 96.615 | 96.615 | 96.615 | 96.615 | 96.615 | 96.615 | 96.615 | 96.615 | 96.615 | 96.615 | 96.615 | 96.615 | 96.615 | 96.615 | 96.615 | 96.615 | 96.615 | 96.615 | 96.615 | 96.615 | 96.615 | 96.615 | 96.615 | 96.615 | 96.615 | 96.615 | 96.615 | 96.615 | 96.615 | 96.615 | 96.615 | 96.615 | 96.615 | 96.615 | 5
MINSGB | Mining technology - Sugar Beet |  | SGB | MKr14 | 10.07 | 10.07 | 10.07 | 10.07 | 10.07 | 10.07 | 10.07 | 10.07 | 10.07 | 10.07 | 10.07 | 10.07 | 10.07 | 10.07 | 10.07 | 10.07 | 10.07 | 10.07 | 10.07 | 10.07 | 10.07 | 10.07 | 10.07 | 10.07 | 10.07 | 10.07 | 10.07 | 10.07 | 10.07 | 10.07 | 10.07 | 10.07 | 10.07 | 10.07 | 10.07 | 10.07 | 10.07 | 10.07 | 10.07 | 10.07 | 10.07 | 5
MINDLI | Mining technology - Deep Litter |  | DLI | MKr14 | 0.0095 | 0.0095 | 0.0095 | 0.0095 | 0.0095 | 0.0095 | 0.0095 | 0.0095 | 0.0095 | 0.0095 | 0.0095 | 0.0095 | 0.0095 | 0.0095 | 0.0095 | 0.0095 | 0.0095 | 0.0095 | 0.0095 | 0.0095 | 0.0095 | 0.0095 | 0.0095 | 0.0095 | 0.0095 | 0.0095 | 0.0095 | 0.0095 | 0.0095 | 0.0095 | 0.0095 | 0.0095 | 0.0095 | 0.0095 | 0.0095 | 0.0095 | 0.0095 | 0.0095 | 0.0095 | 0.0095 | 0.0095 | 5
MINMNR | Mining technology - Manure (Gylle) |  | MNR | MKr14 | 0.0095 | 0.0095 | 0.0095 | 0.0095 | 0.0095 | 0.0095 | 0.0095 | 0.0095 | 0.0095 | 0.0095 | 0.0095 | 0.0095 | 0.0095 | 0.0095 | 0.0095 | 0.0095 | 0.0095 | 0.0095 | 0.0095 | 0.0095 | 0.0095 | 0.0095 | 0.0095 | 0.0095 | 0.0095 | 0.0095 | 0.0095 | 0.0095 | 0.0095 | 0.0095 | 0.0095 | 0.0095 | 0.0095 | 0.0095 | 0.0095 | 0.0095 | 0.0095 | 0.0095 | 0.0095 | 0.0095 | 0.0095 | 5
MINNGA | Mining technology - Mining Natural Gas |  | MNGA | MKr19 | 22.2 | 23.05 | 27.55 | 27.1 | 22.85 | 22 | 18.4 | 18.45 | 26.7111 | 17.1305 | 11.4136 | 51.339 | 65.1806 | 39.6482 | 21.5124 | 19.7403 | 20.5068 | 21.2623 | 21.9945 | 22.7015 | 23.3863 | 23.9856 | 24.572 | 25.127 | 25.6707 | 26.1882 | 26.1882 | 26.1882 | 26.1882 | 26.1882 | 26.1882 | 26.1882 | 26.1882 | 26.1882 | 26.1882 | 26.1882 | 26.1882 | 26.1882 | 26.1882 | 26.1882 | 26.1882 | 5
MINCRD | Mining technology - Mining Crude Oil |  | MCRD | MKr19 | 38.1 | 53.05 | 56.45 | 50.15 | 48.65 | 31.35 | 29.95 | 31.95 | 39.2965 | 36.3339 | 35.5958 | 24.5906 | 26.2907 | 27.445 | 28.2842 | 28.8932 | 29.5731 | 30.239 | 30.8516 | 31.4948 | 32.1046 | 31.9508 | 31.797 | 31.6432 | 31.4894 | 31.3356 | 31.3356 | 31.3356 | 31.3356 | 31.3356 | 31.3356 | 31.3356 | 31.3356 | 31.3356 | 31.3356 | 31.3356 | 31.3356 | 31.3356 | 31.3356 | 31.3356 | 31.3356 | 5
MINWIN | Mining technology - Wind |  | WIN | MKr19 | 0 | 0 | 0 | 0 | 0 | 0 | 0 | 0 | 0 | 0 | 0 | 0 | 0 | 0 | 0 | 0 | 0 | 0 | 0 | 0 | 0 | 0 | 0 | 0 | 0 | 0 | 0 | 0 | 0 | 0 | 0 | 0 | 0 | 0 | 0 | 0 | 0 | 0 | 0 | 0 | 0 | 5
MINHYD | Mining technology - Hydro |  | HYD | MKr19 | 0 | 0 | 0 | 0 | 0 | 0 | 0 | 0 | 0 | 0 | 0 | 0 | 0 | 0 | 0 | 0 | 0 | 0 | 0 | 0 | 0 | 0 | 0 | 0 | 0 | 0 | 0 | 0 | 0 | 0 | 0 | 0 | 0 | 0 | 0 | 0 | 0 | 0 | 0 | 0 | 0 | 5
MINSOL | Mining technology - Solar |  | SOL | MKr19 | 0 | 0 | 0 | 0 | 0 | 0 | 0 | 0 | 0 | 0 | 0 | 0 | 0 | 0 | 0 | 0 | 0 | 0 | 0 | 0 | 0 | 0 | 0 | 0 | 0 | 0 | 0 | 0 | 0 | 0 | 0 | 0 | 0 | 0 | 0 | 0 | 0 | 0 | 0 | 0 | 0 | 5
MINGEO | Mining technology - Geothermal |  | GEO | MKr19 | 0 | 0 | 0 | 0 | 0 | 0 | 0 | 0 | 0 | 0 | 0 | 0 | 0 | 0 | 0 | 0 | 0 | 0 | 0 | 0 | 0 | 0 | 0 | 0 | 0 | 0 | 0 | 0 | 0 | 0 | 0 | 0 | 0 | 0 | 0 | 0 | 0 | 0 | 0 | 0 | 0 | 5
MINWAV | Mining technology - Wave |  | WAV | MKr19 | 0 | 0 | 0 | 0 | 0 | 0 | 0 | 0 | 0 | 0 | 0 | 0 | 0 | 0 | 0 | 0 | 0 | 0 | 0 | 0 | 0 | 0 | 0 | 0 | 0 | 0 | 0 | 0 | 0 | 0 | 0 | 0 | 0 | 0 | 0 | 0 | 0 | 0 | 0 | 0 | 0 | 5
MINMOV | Mining technology - Movement - Dummy commodity for bike and walk |  | MOV | MKr19 | 0 | 0 | 0 | 0 | 0 | 0 | 0 | 0 | 0 | 0 | 0 | 0 | 0 | 0 | 0 | 0 | 0 | 0 | 0 | 0 | 0 | 0 | 0 | 0 | 0 | 0 | 0 | 0 | 0 | 0 | 0 | 0 | 0 | 0 | 0 | 0 | 0 | 0 | 0 | 0 | 0 | 5
EXPCOA | Export technology - Coal | COA |  | MKr19 | 21.945 | 26.315 | 22.705 | 19.285 | 16.34 | 14.915 | 11.59 | 11.115 | 21.789 | 14.7561 | 14.593 | 29.7438 | 27.3943 | 24.6539 | 20.3157 | 20.2876 | 20.5341 | 20.7798 | 21.0156 | 21.2402 | 21.4554 | 21.4944 | 21.5314 | 21.5539 | 21.5751 | 21.5851 | 21.5851 | 21.5851 | 21.5851 | 21.5851 | 21.5851 | 21.5851 | 21.5851 | 21.5851 | 21.5851 | 21.5851 | 21.5851 | 21.5851 | 21.5851 | 21.5851 | 21.5851 | 5
EXPNGA | Export technology - Natural Gas | NGA |  | MKr19 | 42.18 | 43.795 | 52.345 | 51.49 | 43.415 | 41.8 | 34.96 | 35.055 | 50.7511 | 32.548 | 21.6859 | 97.5441 | 123.8432 | 75.3316 | 40.8736 | 37.5066 | 38.9629 | 40.3983 | 41.7895 | 43.1329 | 44.434 | 45.5727 | 46.6869 | 47.7413 | 48.7743 | 49.7576 | 49.7576 | 49.7576 | 49.7576 | 49.7576 | 49.7576 | 49.7576 | 49.7576 | 49.7576 | 49.7576 | 49.7576 | 49.7576 | 49.7576 | 49.7576 | 49.7576 | 49.7576 | 5
EXPCRD | Export technology - Crude Oil | CRD |  | MKr19 | 72.39 | 100.795 | 107.255 | 95.285 | 92.435 | 59.565 | 56.905 | 60.705 | 74.6633 | 69.0344 | 67.632 | 46.7221 | 49.9523 | 52.1455 | 53.74 | 54.8971 | 56.189 | 57.4541 | 58.618 | 59.8401 | 60.9987 | 60.7065 | 60.4142 | 60.122 | 59.8298 | 59.5376 | 59.5376 | 59.5376 | 59.5376 | 59.5376 | 59.5376 | 59.5376 | 59.5376 | 59.5376 | 59.5376 | 59.5376 | 59.5376 | 59.5376 | 59.5376 | 59.5376 | 59.5376 | 5
EXPLPG | Export technology - Liquid petrol gas | LPG |  | MKr14 | 84.36 | 87.59 | 104.69 | 102.98 | 86.83 | 83.6 | 69.92 | 70.11 | 101.5021 | 65.0959 | 43.3719 | 195.0882 | 247.6865 | 150.6633 | 81.7473 | 75.0131 | 77.9258 | 80.7967 | 83.579 | 86.2659 | 88.868 | 91.1454 | 93.3738 | 95.4827 | 97.5486 | 99.5152 | 99.5152 | 99.5152 | 99.5152 | 99.5152 | 99.5152 | 99.5152 | 99.5152 | 99.5152 | 99.5152 | 99.5152 | 99.5152 | 99.5152 | 99.5152 | 99.5152 | 99.5152 | 5
EXPLVN | Export technology - Naphtha (Petroleoum) | LVN |  | MKr14 | 84.36 | 87.59 | 104.69 | 102.98 | 86.83 | 83.6 | 69.92 | 70.11 | 101.5021 | 65.0959 | 43.3719 | 195.0882 | 247.6865 | 150.6633 | 81.7473 | 75.0131 | 77.9258 | 80.7967 | 83.579 | 86.2659 | 88.868 | 91.1454 | 93.3738 | 95.4827 | 97.5486 | 99.5152 | 99.5152 | 99.5152 | 99.5152 | 99.5152 | 99.5152 | 99.5152 | 99.5152 | 99.5152 | 99.5152 | 99.5152 | 99.5152 | 99.5152 | 99.5152 | 99.5152 | 99.5152 | 5
EXPGSL | Export technology - Gasoline | GSL |  | MKr19 | 88.16 | 116.755 | 129.865 | 115.9 | 109.06 | 74.29 | 71.535 | 75.43 | 97.281 | 92.8596 | 58.692 | 93.6797 | 102.172 | 99.1077 | 94.9353 | 91.1627 | 90.2346 | 89.9096 | 89.7865 | 89.7128 | 89.5896 | 90.3392 | 91.057 | 91.6978 | 92.3287 | 92.8945 | 92.8945 | 92.8945 | 92.8945 | 92.8945 | 92.8945 | 92.8945 | 92.8945 | 92.8945 | 92.8945 | 92.8945 | 92.8945 | 92.8945 | 92.8945 | 92.8945 | 92.8945 | 5
EXPKER | Export technology - Kerosene | KER |  | MKr19 | 72.675 | 106.78 | 110.485 | 112.67 | 104.595 | 69.825 | 67.07 | 70.965 | 94.526 | 88.3471 | 55.8355 | 89.2016 | 97.3647 | 94.5234 | 90.615 | 87.0666 | 86.2784 | 86.0218 | 85.9529 | 85.9279 | 85.8502 | 86.6192 | 87.3671 | 88.0376 | 88.6941 | 89.2853 | 89.2853 | 89.2853 | 89.2853 | 89.2853 | 89.2853 | 89.2853 | 89.2853 | 89.2853 | 89.2853 | 89.2853 | 89.2853 | 89.2853 | 89.2853 | 89.2853 | 89.2853 | 5
EXPDSL | Export technology - Diesel | DSL |  | MKr19 | 100.13 | 111.53 | 127.49 | 117.04 | 107.825 | 73.15 | 70.3 | 74.29 | 96.426 | 90.8076 | 57.3915 | 91.6408 | 99.9833 | 97.0205 | 92.9683 | 89.2978 | 88.4334 | 88.1395 | 88.0411 | 87.9896 | 87.8871 | 88.6455 | 89.377 | 90.0314 | 90.6739 | 91.2513 | 91.2513 | 91.2513 | 91.2513 | 91.2513 | 91.2513 | 91.2513 | 91.2513 | 91.2513 | 91.2513 | 91.2513 | 91.2513 | 91.2513 | 91.2513 | 91.2513 | 91.2513 | 5
EXPHFO | Export technology - Heavy Fuel Oil | HFO |  | MKr19 | 64.79 | 96.9 | 91.39 | 87.115 | 79.8 | 45.125 | 42.275 | 46.265 | 34.387 | 61.968 | 68.9569 | 66.9107 | 63.9443 | 61.196 | 60.9067 | 60.894 | 61.0184 | 61.1674 | 61.252 | 62.0902 | 62.9454 | 63.7218 | 64.4694 | 65.1514 | 65.1514 | 65.1514 | 65.1514 | 65.1514 | 65.1514 | 65.1514 | 65.1514 | 65.1514 | 65.1514 | 65.1514 | 65.1514 | 65.1514 | 65.1514 | 65.1514 | 65.1514 | 65.1514 | 65.1514 | 5
EXPMGO | Export technology - Marine Gas Oil | MGO |  | MKr19 | 64.79 | 96.9 | 91.39 | 87.115 | 79.8 | 45.125 | 42.275 | 46.265 | 34.387 | 61.968 | 68.9569 | 66.9107 | 63.9443 | 61.196 | 60.9067 | 60.894 | 61.0184 | 61.1674 | 61.252 | 62.0902 | 62.9454 | 63.7218 | 64.4694 | 65.1514 | 65.1514 | 65.1514 | 65.1514 | 65.1514 | 65.1514 | 65.1514 | 65.1514 | 65.1514 | 65.1514 | 65.1514 | 65.1514 | 65.1514 | 65.1514 | 65.1514 | 65.1514 | 65.1514 | 65.1514 | 5
EXPAGSL | Export technology - Aviation gasoline | AGSL |  | MKr19 | 72.675 | 106.78 | 110.485 | 112.67 | 104.595 | 69.825 | 67.07 | 70.965 | 94.526 | 88.3471 | 55.8355 | 89.2016 | 97.3647 | 94.5234 | 90.615 | 87.0666 | 86.2784 | 86.0218 | 85.9529 | 85.9279 | 85.8502 | 86.6192 | 87.3671 | 88.0376 | 88.6941 | 89.2853 | 89.2853 | 89.2853 | 89.2853 | 89.2853 | 89.2853 | 89.2853 | 89.2853 | 89.2853 | 89.2853 | 89.2853 | 89.2853 | 89.2853 | 89.2853 | 89.2853 | 89.2853 | 5
EXPBGA | Export technology - Biogas | BGA |  | MKr19 | 42.18 | 43.795 | 52.345 | 51.49 | 43.415 | 41.8 | 34.96 | 35.055 | 50.7511 | 32.548 | 21.6859 | 97.5441 | 123.8432 | 75.3316 | 40.8736 | 37.5066 | 38.9629 | 40.3983 | 41.7895 | 43.1329 | 44.434 | 45.5727 | 46.6869 | 47.7413 | 48.7743 | 49.7576 | 49.7576 | 49.7576 | 49.7576 | 49.7576 | 49.7576 | 49.7576 | 49.7576 | 49.7576 | 49.7576 | 49.7576 | 49.7576 | 49.7576 | 49.7576 | 49.7576 | 49.7576 | 5
EXPHFB | Export technology - Heavy Fuel Bio Oil | HFB |  | MKr19 | 64.79 | 96.9 | 91.39 | 87.115 | 79.8 | 45.125 | 42.275 | 46.265 | 34.387 | 61.968 | 68.9569 | 66.9107 | 63.9443 | 61.196 | 60.9067 | 60.894 | 61.0184 | 61.1674 | 61.252 | 62.0902 | 62.9454 | 63.7218 | 64.4694 | 65.1514 | 65.1514 | 65.1514 | 65.1514 | 65.1514 | 65.1514 | 65.1514 | 65.1514 | 65.1514 | 65.1514 | 65.1514 | 65.1514 | 65.1514 | 65.1514 | 65.1514 | 65.1514 | 65.1514 | 65.1514 | 5
EXPDDGS | Export technology - Ethanol | DDGS |  | MKr14 | 9.5 | 9.5 | 9.5 | 9.5 | 9.5 | 9.5 | 9.5 | 9.5 | 9.5 | 9.5 | 9.5 | 9.5 | 9.5 | 9.5 | 9.5 | 9.5 | 9.5 | 9.5 | 9.5 | 9.5 | 9.5 | 9.5 | 9.5 | 9.5 | 9.5 | 9.5 | 9.5 | 9.5 | 9.5 | 9.5 | 9.5 | 9.5 | 9.5 | 9.5 | 9.5 | 9.5 | 9.5 | 9.5 | 9.5 | 9.5 | 9.5 | 5
EXPH2 | Export technology - Hydrogen | H2 |  | MKr14 | 42.18 | 43.795 | 52.345 | 51.49 | 43.415 | 41.8 | 34.96 | 35.055 | 50.7511 | 32.548 | 21.6859 | 97.5441 | 123.8432 | 75.3316 | 40.8736 | 37.5066 | 38.9629 | 40.3983 | 41.7895 | 43.1329 | 44.434 | 45.5727 | 46.6869 | 47.7413 | 48.7743 | 49.7576 | 49.7576 | 49.7576 | 49.7576 | 49.7576 | 49.7576 | 49.7576 | 49.7576 | 49.7576 | 49.7576 | 49.7576 | 49.7576 | 49.7576 | 49.7576 | 49.7576 | 49.7576 | 5 | 0 | 0 | 0 | 4 | 0 | 0 | 0 | 4 | 0 | 0 | 0 | 4 | 0 | 0 | 0 | 4 | 0 | 0 | 0 | 4
EXPH2G | Export technology - Hydrogen Gas | H2G |  | MKr14 | 42.18 | 43.795 | 52.345 | 51.49 | 43.415 | 41.8 | 34.96 | 35.055 | 50.7511 | 32.548 | 21.6859 | 97.5441 | 123.8432 | 75.3316 | 40.8736 | 37.5066 | 38.9629 | 40.3983 | 41.7895 | 43.1329 | 44.434 | 45.5727 | 46.6869 | 47.7413 | 48.7743 | 49.7576 | 49.7576 | 49.7576 | 49.7576 | 49.7576 | 49.7576 | 49.7576 | 49.7576 | 49.7576 | 49.7576 | 49.7576 | 49.7576 | 49.7576 | 49.7576 | 49.7576 | 49.7576 | 5 | 0 | 0 | 0 | 4 | 0 | 0 | 0 | 4 | 0 | 0 | 0 | 4 | 0 | 0 | 0 | 4 | 0 | 0 | 0 | 4
EXPAMM | Export technology - Ammonia (Liquid) | AMM |  | MKr19 | 100.13 | 111.53 | 127.49 | 117.04 | 107.825 | 73.15 | 70.3 | 74.29 | 96.426 | 90.8076 | 57.3915 | 91.6408 | 99.9833 | 97.0205 | 92.9683 | 89.2978 | 88.4334 | 88.1395 | 88.0411 | 87.9896 | 87.8871 | 88.6455 | 89.377 | 90.0314 | 90.6739 | 91.2513 | 91.2513 | 91.2513 | 91.2513 | 91.2513 | 91.2513 | 91.2513 | 91.2513 | 91.2513 | 91.2513 | 91.2513 | 91.2513 | 91.2513 | 91.2513 | 91.2513 | 91.2513 | 5 | 0 | 0 | 0 | 4 | 0 | 0 | 0 | 4 | 0 | 0 | 0 | 4 | 0 | 0 | 0 | 4 | 0 | 0 | 0 | 4
EXPDME | Export technology - Dimethyl ether | DME |  | MKr19 | 100.13 | 111.53 | 127.49 | 117.04 | 107.825 | 73.15 | 70.3 | 74.29 | 96.426 | 90.8076 | 57.3915 | 91.6408 | 99.9833 | 97.0205 | 92.9683 | 89.2978 | 88.4334 | 88.1395 | 88.0411 | 87.9896 | 87.8871 | 88.6455 | 89.377 | 90.0314 | 90.6739 | 91.2513 | 91.2513 | 91.2513 | 91.2513 | 91.2513 | 91.2513 | 91.2513 | 91.2513 | 91.2513 | 91.2513 | 91.2513 | 91.2513 | 91.2513 | 91.2513 | 91.2513 | 91.2513 | 5 | 0 | 0 | 0 | 4 | 0 | 0 | 0 | 4 | 0 | 0 | 0 | 4 | 0 | 0 | 0 | 4 | 0 | 0 | 0 | 4
EXPKRB1 | Export technology - Bio Kerosene G1 | KRB1 |  | MKr19 | 72.675 | 106.78 | 110.485 | 112.67 | 104.595 | 69.825 | 67.07 | 70.965 | 94.526 | 88.3471 | 55.8355 | 89.2016 | 97.3647 | 94.5234 | 90.615 | 87.0666 | 86.2784 | 86.0218 | 85.9529 | 85.9279 | 85.8502 | 86.6192 | 87.3671 | 88.0376 | 88.6941 | 89.2853 | 89.2853 | 89.2853 | 89.2853 | 89.2853 | 89.2853 | 89.2853 | 89.2853 | 89.2853 | 89.2853 | 89.2853 | 89.2853 | 89.2853 | 89.2853 | 89.2853 | 89.2853 | 5 | 0 | 0 | 0 | 4 | 0 | 0 | 0 | 4 | 0 | 0 | 0 | 4 | 0 | 0 | 0 | 4 | 0 | 0 | 0 | 4
EXPKRB2 | Export technology - Bio Kerosene G2 | KRB2 |  | MKr19 | 72.675 | 106.78 | 110.485 | 112.67 | 104.595 | 69.825 | 67.07 | 70.965 | 94.526 | 88.3471 | 55.8355 | 89.2016 | 97.3647 | 94.5234 | 90.615 | 87.0666 | 86.2784 | 86.0218 | 85.9529 | 85.9279 | 85.8502 | 86.6192 | 87.3671 | 88.0376 | 88.6941 | 89.2853 | 89.2853 | 89.2853 | 89.2853 | 89.2853 | 89.2853 | 89.2853 | 89.2853 | 89.2853 | 89.2853 | 89.2853 | 89.2853 | 89.2853 | 89.2853 | 89.2853 | 89.2853 | 5 | 0 | 0 | 0 | 4 | 0 | 0 | 0 | 4 | 0 | 0 | 0 | 4 | 0 | 0 | 0 | 4 | 0 | 0 | 0 | 4
EXPKRE | Export technology - Electro Kerosene | KRE |  | MKr19 | 72.675 | 106.78 | 110.485 | 112.67 | 104.595 | 69.825 | 67.07 | 70.965 | 94.526 | 88.3471 | 55.8355 | 89.2016 | 97.3647 | 94.5234 | 90.615 | 87.0666 | 86.2784 | 86.0218 | 85.9529 | 85.9279 | 85.8502 | 86.6192 | 87.3671 | 88.0376 | 88.6941 | 89.2853 | 89.2853 | 89.2853 | 89.2853 | 89.2853 | 89.2853 | 89.2853 | 89.2853 | 89.2853 | 89.2853 | 89.2853 | 89.2853 | 89.2853 | 89.2853 | 89.2853 | 89.2853 | 5 | 0 | 0 | 0 | 4 | 0 | 0 | 0 | 4 | 0 | 0 | 0 | 4 | 0 | 0 | 0 | 4 | 0 | 0 | 0 | 4
EXPSNG1 | Export technology - Bio Synt. Nat. Gas G1 | SNG1 |  | MKr19 | 42.18 | 43.795 | 52.345 | 51.49 | 43.415 | 41.8 | 34.96 | 35.055 | 50.7511 | 32.548 | 21.6859 | 97.5441 | 123.8432 | 75.3316 | 40.8736 | 37.5066 | 38.9629 | 40.3983 | 41.7895 | 43.1329 | 44.434 | 45.5727 | 46.6869 | 47.7413 | 48.7743 | 49.7576 | 49.7576 | 49.7576 | 49.7576 | 49.7576 | 49.7576 | 49.7576 | 49.7576 | 49.7576 | 49.7576 | 49.7576 | 49.7576 | 49.7576 | 49.7576 | 49.7576 | 49.7576 | 5 | 0 | 0 | 0 | 4 | 0 | 0 | 0 | 4 | 0 | 0 | 0 | 4 | 0 | 0 | 0 | 4 | 0 | 0 | 0 | 4
EXPSNG2 | Export technology - Bio Synt. Nat. Gas G2 | SNG2 |  | MKr19 | 42.18 | 43.795 | 52.345 | 51.49 | 43.415 | 41.8 | 34.96 | 35.055 | 50.7511 | 32.548 | 21.6859 | 97.5441 | 123.8432 | 75.3316 | 40.8736 | 37.5066 | 38.9629 | 40.3983 | 41.7895 | 43.1329 | 44.434 | 45.5727 | 46.6869 | 47.7413 | 48.7743 | 49.7576 | 49.7576 | 49.7576 | 49.7576 | 49.7576 | 49.7576 | 49.7576 | 49.7576 | 49.7576 | 49.7576 | 49.7576 | 49.7576 | 49.7576 | 49.7576 | 49.7576 | 49.7576 | 5 | 0 | 0 | 0 | 4 | 0 | 0 | 0 | 4 | 0 | 0 | 0 | 4 | 0 | 0 | 0 | 4 | 0 | 0 | 0 | 4
EXPSNE | Export technology - Electro Synt. Nat. Gas | SNE |  | MKr19 | 42.18 | 43.795 | 52.345 | 51.49 | 43.415 | 41.8 | 34.96 | 35.055 | 50.7511 | 32.548 | 21.6859 | 97.5441 | 123.8432 | 75.3316 | 40.8736 | 37.5066 | 38.9629 | 40.3983 | 41.7895 | 43.1329 | 44.434 | 45.5727 | 46.6869 | 47.7413 | 48.7743 | 49.7576 | 49.7576 | 49.7576 | 49.7576 | 49.7576 | 49.7576 | 49.7576 | 49.7576 | 49.7576 | 49.7576 | 49.7576 | 49.7576 | 49.7576 | 49.7576 | 49.7576 | 49.7576 | 5 | 0 | 0 | 0 | 4 | 0 | 0 | 0 | 4 | 0 | 0 | 0 | 4 | 0 | 0 | 0 | 4 | 0 | 0 | 0 | 4
EXPDSB1 | Export technology - Biodiesel G1 | DSB1 |  | MKr19 | 100.13 | 111.53 | 127.49 | 117.04 | 107.825 | 73.15 | 70.3 | 74.29 | 96.426 | 90.8076 | 57.3915 | 91.6408 | 99.9833 | 97.0205 | 92.9683 | 89.2978 | 88.4334 | 88.1395 | 88.0411 | 87.9896 | 87.8871 | 88.6455 | 89.377 | 90.0314 | 90.6739 | 91.2513 | 91.2513 | 91.2513 | 91.2513 | 91.2513 | 91.2513 | 91.2513 | 91.2513 | 91.2513 | 91.2513 | 91.2513 | 91.2513 | 91.2513 | 91.2513 | 91.2513 | 91.2513 | 5 | 0 | 0 | 0 | 4 | 0 | 0 | 0 | 4 | 0 | 0 | 0 | 4 | 0 | 0 | 0 | 4 | 0 | 0 | 0 | 4
EXPDSB2 | Export technology - Biodiesel G2 | DSB2 |  | MKr19 | 100.13 | 111.53 | 127.49 | 117.04 | 107.825 | 73.15 | 70.3 | 74.29 | 96.426 | 90.8076 | 57.3915 | 91.6408 | 99.9833 | 97.0205 | 92.9683 | 89.2978 | 88.4334 | 88.1395 | 88.0411 | 87.9896 | 87.8871 | 88.6455 | 89.377 | 90.0314 | 90.6739 | 91.2513 | 91.2513 | 91.2513 | 91.2513 | 91.2513 | 91.2513 | 91.2513 | 91.2513 | 91.2513 | 91.2513 | 91.2513 | 91.2513 | 91.2513 | 91.2513 | 91.2513 | 91.2513 | 5 | 0 | 0 | 0 | 4 | 0 | 0 | 0 | 4 | 0 | 0 | 0 | 4 | 0 | 0 | 0 | 4 | 0 | 0 | 0 | 4
EXPDSE | Export technology - Electro Diesel | DSE |  | MKr19 | 100.13 | 111.53 | 127.49 | 117.04 | 107.825 | 73.15 | 70.3 | 74.29 | 96.426 | 90.8076 | 57.3915 | 91.6408 | 99.9833 | 97.0205 | 92.9683 | 89.2978 | 88.4334 | 88.1395 | 88.0411 | 87.9896 | 87.8871 | 88.6455 | 89.377 | 90.0314 | 90.6739 | 91.2513 | 91.2513 | 91.2513 | 91.2513 | 91.2513 | 91.2513 | 91.2513 | 91.2513 | 91.2513 | 91.2513 | 91.2513 | 91.2513 | 91.2513 | 91.2513 | 91.2513 | 91.2513 | 5 | 0 | 0 | 0 | 4 | 0 | 0 | 0 | 4 | 0 | 0 | 0 | 4 | 0 | 0 | 0 | 4 | 0 | 0 | 0 | 4
EXPGSB1 | Export technology - Bioethanol G1 | GSB1 |  | MKr19 | 88.16 | 116.755 | 129.865 | 115.9 | 109.06 | 74.29 | 71.535 | 75.43 | 97.281 | 92.8596 | 58.692 | 93.6797 | 102.172 | 99.1077 | 94.9353 | 91.1627 | 90.2346 | 89.9096 | 89.7865 | 89.7128 | 89.5896 | 90.3392 | 91.057 | 91.6978 | 92.3287 | 92.8945 | 92.8945 | 92.8945 | 92.8945 | 92.8945 | 92.8945 | 92.8945 | 92.8945 | 92.8945 | 92.8945 | 92.8945 | 92.8945 | 92.8945 | 92.8945 | 92.8945 | 92.8945 | 5 | 0 | 0 | 0 | 4 | 0 | 0 | 0 | 4 | 0 | 0 | 0 | 4 | 0 | 0 | 0 | 4 | 0 | 0 | 0 | 4
EXPGSB2 | Export technology - Bioethanol G2 | GSB2 |  | MKr19 | 88.16 | 116.755 | 129.865 | 115.9 | 109.06 | 74.29 | 71.535 | 75.43 | 97.281 | 92.8596 | 58.692 | 93.6797 | 102.172 | 99.1077 | 94.9353 | 91.1627 | 90.2346 | 89.9096 | 89.7865 | 89.7128 | 89.5896 | 90.3392 | 91.057 | 91.6978 | 92.3287 | 92.8945 | 92.8945 | 92.8945 | 92.8945 | 92.8945 | 92.8945 | 92.8945 | 92.8945 | 92.8945 | 92.8945 | 92.8945 | 92.8945 | 92.8945 | 92.8945 | 92.8945 | 92.8945 | 5 | 0 | 0 | 0 | 4 | 0 | 0 | 0 | 4 | 0 | 0 | 0 | 4 | 0 | 0 | 0 | 4 | 0 | 0 | 0 | 4
EXPGSE | Export technology - Electro Gasoline | GSE |  | MKr19 | 88.16 | 116.755 | 129.865 | 115.9 | 109.06 | 74.29 | 71.535 | 75.43 | 97.281 | 92.8596 | 58.692 | 93.6797 | 102.172 | 99.1077 | 94.9353 | 91.1627 | 90.2346 | 89.9096 | 89.7865 | 89.7128 | 89.5896 | 90.3392 | 91.057 | 91.6978 | 92.3287 | 92.8945 | 92.8945 | 92.8945 | 92.8945 | 92.8945 | 92.8945 | 92.8945 | 92.8945 | 92.8945 | 92.8945 | 92.8945 | 92.8945 | 92.8945 | 92.8945 | 92.8945 | 92.8945 | 5 | 0 | 0 | 0 | 4 | 0 | 0 | 0 | 4 | 0 | 0 | 0 | 4 | 0 | 0 | 0 | 4 | 0 | 0 | 0 | 4
EXPMOB1 | Export technology - Bio Methanol G1 | MOB1 |  | MKr14 | 88.16 | 116.755 | 129.865 | 115.9 | 109.06 | 74.29 | 71.535 | 75.43 | 97.281 | 92.8596 | 58.692 | 93.6797 | 102.172 | 99.1077 | 94.9353 | 91.1627 | 90.2346 | 89.9096 | 89.7865 | 89.7128 | 89.5896 | 90.3392 | 91.057 | 91.6978 | 92.3287 | 92.8945 | 92.8945 | 92.8945 | 92.8945 | 92.8945 | 92.8945 | 92.8945 | 92.8945 | 92.8945 | 92.8945 | 92.8945 | 92.8945 | 92.8945 | 92.8945 | 92.8945 | 92.8945 | 5 | 0 | 0 | 0 | 4 | 0 | 0 | 0 | 4 | 0 | 0 | 0 | 4 | 0 | 0 | 0 | 4 | 0 | 0 | 0 | 4
EXPMOB2 | Export technology - Bio Methanol G2 | MOB2 |  | MKr14 | 88.16 | 116.755 | 129.865 | 115.9 | 109.06 | 74.29 | 71.535 | 75.43 | 97.281 | 92.8596 | 58.692 | 93.6797 | 102.172 | 99.1077 | 94.9353 | 91.1627 | 90.2346 | 89.9096 | 89.7865 | 89.7128 | 89.5896 | 90.3392 | 91.057 | 91.6978 | 92.3287 | 92.8945 | 92.8945 | 92.8945 | 92.8945 | 92.8945 | 92.8945 | 92.8945 | 92.8945 | 92.8945 | 92.8945 | 92.8945 | 92.8945 | 92.8945 | 92.8945 | 92.8945 | 92.8945 | 5 | 0 | 0 | 0 | 4 | 0 | 0 | 0 | 4 | 0 | 0 | 0 | 4 | 0 | 0 | 0 | 4 | 0 | 0 | 0 | 4
EXPMOE | Export technology - Electro Methanol | MOE |  | MKr14 | 88.16 | 116.755 | 129.865 | 115.9 | 109.06 | 74.29 | 71.535 | 75.43 | 97.281 | 92.8596 | 58.692 | 93.6797 | 102.172 | 99.1077 | 94.9353 | 91.1627 | 90.2346 | 89.9096 | 89.7865 | 89.7128 | 89.5896 | 90.3392 | 91.057 | 91.6978 | 92.3287 | 92.8945 | 92.8945 | 92.8945 | 92.8945 | 92.8945 | 92.8945 | 92.8945 | 92.8945 | 92.8945 | 92.8945 | 92.8945 | 92.8945 | 92.8945 | 92.8945 | 92.8945 | 92.8945 | 5 | 0 | 0 | 0 | 4 | 0 | 0 | 0 | 4 | 0 | 0 | 0 | 4 | 0 | 0 | 0 | 4 | 0 | 0 | 0 | 4
EXPLNB | Export technology - Bio Naphtha (Petroleoum) | LNB |  | MKr19 | 84.36 | 87.59 | 104.69 | 102.98 | 86.83 | 83.6 | 69.92 | 70.11 | 101.5021 | 65.0959 | 43.3719 | 195.0882 | 247.6865 | 150.6633 | 81.7473 | 75.0131 | 77.9258 | 80.7967 | 83.579 | 86.2659 | 88.868 | 91.1454 | 93.3738 | 95.4827 | 97.5486 | 99.5152 | 99.5152 | 99.5152 | 99.5152 | 99.5152 | 99.5152 | 99.5152 | 99.5152 | 99.5152 | 99.5152 | 99.5152 | 99.5152 | 99.5152 | 99.5152 | 99.5152 | 99.5152 | 5 | 0 | 0 | 0 | 4 | 0 | 0 | 0 | 4 | 0 | 0 | 0 | 4 | 0 | 0 | 0 | 4 | 0 | 0 | 0 | 4
EXPGLY | Export technology - Glycerol | GLY |  | MKr14 | 9.5 | 9.5 | 9.5 | 9.5 | 9.5 | 9.5 | 9.5 | 9.5 | 9.5 | 9.5 | 9.5 | 9.5 | 9.5 | 9.5 | 9.5 | 9.5 | 9.5 | 9.5 | 9.5 | 9.5 | 9.5 | 9.5 | 9.5 | 9.5 | 9.5 | 9.5 | 9.5 | 9.5 | 9.5 | 9.5 | 9.5 | 9.5 | 9.5 | 9.5 | 9.5 | 9.5 | 9.5 | 9.5 | 9.5 | 9.5 | 9.5 | 5 | 0 | 0 | 0 | 4 | 0 | 0 | 0 | 4 | 0 | 0 | 0 | 4 | 0 | 0 | 0 | 4 | 0 | 0 | 0 | 4
EXPRPC | Export technology - Rape Cake | RPC |  | MKr14 | 9.5 | 9.5 | 9.5 | 9.5 | 9.5 | 9.5 | 9.5 | 9.5 | 9.5 | 9.5 | 9.5 | 9.5 | 9.5 | 9.5 | 9.5 | 9.5 | 9.5 | 9.5 | 9.5 | 9.5 | 9.5 | 9.5 | 9.5 | 9.5 | 9.5 | 9.5 | 9.5 | 9.5 | 9.5 | 9.5 | 9.5 | 9.5 | 9.5 | 9.5 | 9.5 | 9.5 | 9.5 | 9.5 | 9.5 | 9.5 | 9.5 | 5 | 0 | 0 | 0 | 4 | 0 | 0 | 0 | 4 | 0 | 0 | 0 | 4 | 0 | 0 | 0 | 4 | 0 | 0 | 0 | 4
EXPSGP | Export technology - Sugar Beet Pulp | SGP |  | MKr14 | 9.5 | 9.5 | 9.5 | 9.5 | 9.5 | 9.5 | 9.5 | 9.5 | 9.5 | 9.5 | 9.5 | 9.5 | 9.5 | 9.5 | 9.5 | 9.5 | 9.5 | 9.5 | 9.5 | 9.5 | 9.5 | 9.5 | 9.5 | 9.5 | 9.5 | 9.5 | 9.5 | 9.5 | 9.5 | 9.5 | 9.5 | 9.5 | 9.5 | 9.5 | 9.5 | 9.5 | 9.5 | 9.5 | 9.5 | 9.5 | 9.5 | 5 | 0 | 0 | 0 | 4 | 0 | 0 | 0 | 4 | 0 | 0 | 0 | 4 | 0 | 0 | 0 | 4 | 0 | 0 | 0 | 4
EXPOTH | Export technology - Other non energy related commodities | OTH |  | MKr14 | 9.5 | 9.5 | 9.5 | 9.5 | 9.5 | 9.5 | 9.5 | 9.5 | 9.5 | 9.5 | 9.5 | 9.5 | 9.5 | 9.5 | 9.5 | 9.5 | 9.5 | 9.5 | 9.5 | 9.5 | 9.5 | 9.5 | 9.5 | 9.5 | 9.5 | 9.5 | 9.5 | 9.5 | 9.5 | 9.5 | 9.5 | 9.5 | 9.5 | 9.5 | 9.5 | 9.5 | 9.5 | 9.5 | 9.5 | 9.5 | 9.5 | 5 | 0 | 0 | 0 | 4 | 0 | 0 | 0 | 4 | 0 | 0 | 0 | 4 | 0 | 0 | 0 | 4 | 0 | 0 | 0 | 4
Data on fuel prices and their projections
|  |  | Commodity | Curr | 2010 | 2011 | 2012 | 2013 | 2014 | 2015 | 2016 | 2017 | 2018 | 2019 | 2020 | 2021 | 2022 | 2023 | 2024 | 2025 | 2026 | 2027 | 2028 | 2029 | 2030 | 2031 | 2032 | 2033 | 2034 | 2035 | 2036 | 2037 | 2038 | 2039 | 2040 | 2041 | 2042 | 2043 | 2044 | 2045 | 2046 | 2047 | 2048 | 2049 | 2050
|  |  | COA | MKr19 | 23.1 | 27.7 | 23.9 | 20.3 | 17.2 | 15.7 | 12.2 | 11.7 | 22.9358 | 15.5328 | 15.3611 | 31.3093 | 28.8361 | 25.9514 | 21.385 | 21.3554 | 21.6148 | 21.8734 | 22.1217 | 22.3581 | 22.5847 | 22.6257 | 22.6646 | 22.6883 | 22.7106 | 22.7211 | 22.7211 | 22.7211 | 22.7211 | 22.7211 | 22.7211 | 22.7211 | 22.7211 | 22.7211 | 22.7211 | 22.7211 | 22.7211 | 22.7211 | 22.7211 | 22.7211 | 22.7211
|  |  | CRD | MKr19 | 76.2 | 106.1 | 112.9 | 100.3 | 97.3 | 62.7 | 59.9 | 63.9 | 78.5929 | 72.6678 | 71.1915 | 49.1811 | 52.5813 | 54.89 | 56.5684 | 57.7864 | 59.1463 | 60.478 | 61.7032 | 62.9896 | 64.2091 | 63.9015 | 63.5939 | 63.2864 | 62.9788 | 62.6712 | 62.6712 | 62.6712 | 62.6712 | 62.6712 | 62.6712 | 62.6712 | 62.6712 | 62.6712 | 62.6712 | 62.6712 | 62.6712 | 62.6712 | 62.6712 | 62.6712 | 62.6712
|  |  | MCRD | MKr19 | 76.2 | 106.1 | 112.9 | 100.3 | 97.3 | 62.7 | 59.9 | 63.9 | 78.5929 | 72.6678 | 71.1915 | 49.1811 | 52.5813 | 54.89 | 56.5684 | 57.7864 | 59.1463 | 60.478 | 61.7032 | 62.9896 | 64.2091 | 63.9015 | 63.5939 | 63.2864 | 62.9788 | 62.6712 | 62.6712 | 62.6712 | 62.6712 | 62.6712 | 62.6712 | 62.6712 | 62.6712 | 62.6712 | 62.6712 | 62.6712 | 62.6712 | 62.6712 | 62.6712 | 62.6712 | 62.6712
|  |  | GSL | MKr19 | 92.8 | 122.9 | 136.7 | 122 | 114.8 | 78.2 | 75.3 | 79.4 | 102.4011 | 97.747 | 61.7811 | 98.6102 | 107.5495 | 104.3239 | 99.9319 | 95.9607 | 94.9838 | 94.6417 | 94.5121 | 94.4345 | 94.3048 | 95.0939 | 95.8494 | 96.524 | 97.1881 | 97.7837 | 97.7837 | 97.7837 | 97.7837 | 97.7837 | 97.7837 | 97.7837 | 97.7837 | 97.7837 | 97.7837 | 97.7837 | 97.7837 | 97.7837 | 97.7837 | 97.7837 | 97.7837
|  |  | GSB1 | MKr19 | 191.987 | 222.087 | 235.887 | 221.187 | 213.987 | 177.387 | 174.487 | 178.587 | 201.5881 | 196.934 | 160.9681 | 197.7972 | 206.7365 | 203.5109 | 199.1189 | 195.1477 | 194.1708 | 193.8287 | 193.6991 | 193.6215 | 193.4918 | 194.2809 | 195.0364 | 195.711 | 196.3751 | 196.9707 | 196.9707 | 196.9707 | 196.9707 | 196.9707 | 196.9707 | 196.9707 | 196.9707 | 196.9707 | 196.9707 | 196.9707 | 196.9707 | 196.9707 | 196.9707 | 196.9707 | 196.9707
|  |  | GSB2 | MKr19 | 211.1857 | 321.274 | 335.074 | 320.374 | 313.174 | 276.574 | 273.674 | 277.774 | 300.7751 | 296.121 | 260.155 | 296.9842 | 305.9235 | 302.6979 | 298.3059 | 294.3347 | 293.3578 | 293.0157 | 292.8861 | 292.8085 | 292.6788 | 293.4679 | 294.2234 | 294.898 | 295.5621 | 296.1577 | 296.1577 | 296.1577 | 296.1577 | 296.1577 | 296.1577 | 296.1577 | 296.1577 | 296.1577 | 296.1577 | 296.1577 | 296.1577 | 296.1577 | 296.1577 | 296.1577 | 296.1577
|  |  | GSE | MKr19 | 422.3714 | 642.548 | 670.148 | 640.748 | 626.348 | 553.148 | 547.348 | 555.548 | 601.5501 | 592.2419 | 520.3101 | 593.9683 | 611.8469 | 605.3958 | 596.6118 | 588.6694 | 586.7157 | 586.0313 | 585.7723 | 585.617 | 585.3577 | 586.9357 | 588.4469 | 589.796 | 591.1242 | 592.3154 | 592.3154 | 592.3154 | 592.3154 | 592.3154 | 592.3154 | 592.3154 | 592.3154 | 592.3154 | 592.3154 | 592.3154 | 592.3154 | 592.3154 | 592.3154 | 592.3154 | 592.3154
|  |  | DSL | MKr19 | 105.4 | 117.4 | 134.2 | 123.2 | 113.5 | 77 | 74 | 78.2 | 101.5011 | 95.587 | 60.4121 | 96.464 | 105.2456 | 102.1268 | 97.8614 | 93.9977 | 93.0878 | 92.7784 | 92.6749 | 92.6206 | 92.5127 | 93.3111 | 94.0811 | 94.7698 | 95.4462 | 96.054 | 96.054 | 96.054 | 96.054 | 96.054 | 96.054 | 96.054 | 96.054 | 96.054 | 96.054 | 96.054 | 96.054 | 96.054 | 96.054 | 96.054 | 96.054
|  |  | DSB1 | MKr19 | 169.0738 | 181.0738 | 197.8738 | 186.8738 | 177.1738 | 140.6738 | 137.6738 | 141.8738 | 165.1748 | 159.2607 | 124.0858 | 160.1378 | 168.9193 | 165.8006 | 161.5351 | 157.6714 | 156.7616 | 156.4522 | 156.3486 | 156.2943 | 156.1865 | 156.9848 | 157.7548 | 158.4436 | 159.1199 | 159.7277 | 159.7277 | 159.7277 | 159.7277 | 159.7277 | 159.7277 | 159.7277 | 159.7277 | 159.7277 | 159.7277 | 159.7277 | 159.7277 | 159.7277 | 159.7277 | 159.7277 | 159.7277
|  |  | DSB2 | MKr19 | 185.9811 | 244.7475 | 261.5475 | 250.5475 | 240.8475 | 204.3475 | 201.3475 | 205.5475 | 228.8486 | 222.9345 | 187.7596 | 223.8115 | 232.5931 | 229.4743 | 225.2089 | 221.3452 | 220.4353 | 220.1259 | 220.0224 | 219.9681 | 219.8603 | 220.6586 | 221.4286 | 222.1174 | 222.7937 | 223.4015 | 223.4015 | 223.4015 | 223.4015 | 223.4015 | 223.4015 | 223.4015 | 223.4015 | 223.4015 | 223.4015 | 223.4015 | 223.4015 | 223.4015 | 223.4015 | 223.4015 | 223.4015
|  |  | DME | MKr19 | 185.9811 | 244.7475 | 261.5475 | 250.5475 | 240.8475 | 204.3475 | 201.3475 | 205.5475 | 228.8486 | 222.9345 | 187.7596 | 223.8115 | 232.5931 | 229.4743 | 225.2089 | 221.3452 | 220.4353 | 220.1259 | 220.0224 | 219.9681 | 219.8603 | 220.6586 | 221.4286 | 222.1174 | 222.7937 | 223.4015 | 223.4015 | 223.4015 | 223.4015 | 223.4015 | 223.4015 | 223.4015 | 223.4015 | 223.4015 | 223.4015 | 223.4015 | 223.4015 | 223.4015 | 223.4015 | 223.4015 | 223.4015
|  |  | DSE | MKr19 | 371.9623 | 489.495 | 523.095 | 501.095 | 481.695 | 408.695 | 402.695 | 411.095 | 457.6972 | 445.8689 | 375.5192 | 447.6231 | 465.1862 | 458.9487 | 450.4178 | 442.6904 | 440.8707 | 440.2519 | 440.0448 | 439.9362 | 439.7205 | 441.3171 | 442.8572 | 444.2347 | 445.5874 | 446.8029 | 446.8029 | 446.8029 | 446.8029 | 446.8029 | 446.8029 | 446.8029 | 446.8029 | 446.8029 | 446.8029 | 446.8029 | 446.8029 | 446.8029 | 446.8029 | 446.8029 | 446.8029
|  |  | KER | MKr19 | 76.5 | 112.4 | 116.3 | 118.6 | 110.1 | 73.5 | 70.6 | 74.7 | 99.5011 | 92.997 | 58.7743 | 93.8964 | 102.4892 | 99.4983 | 95.3842 | 91.6491 | 90.8194 | 90.5492 | 90.4767 | 90.4504 | 90.3687 | 91.1781 | 91.9654 | 92.6712 | 93.3622 | 93.9845 | 93.9845 | 93.9845 | 93.9845 | 93.9845 | 93.9845 | 93.9845 | 93.9845 | 93.9845 | 93.9845 | 93.9845 | 93.9845 | 93.9845 | 93.9845 | 93.9845 | 93.9845
|  |  | KRB1 | MKr19 | 229.5 | 337.2 | 348.9 | 355.8 | 330.3 | 220.5 | 211.8 | 224.1 | 298.5032 | 278.9909 | 176.3228 | 281.6892 | 307.4676 | 298.4948 | 286.1526 | 274.9472 | 272.4583 | 271.6477 | 271.4302 | 271.3513 | 271.106 | 273.5343 | 275.8961 | 278.0135 | 280.0865 | 281.9535 | 281.9535 | 281.9535 | 281.9535 | 281.9535 | 281.9535 | 281.9535 | 281.9535 | 281.9535 | 281.9535 | 281.9535 | 281.9535 | 281.9535 | 281.9535 | 281.9535 | 281.9535
|  |  | KRB2 | MKr19 | 252.45 | 400.8738 | 412.5738 | 419.4738 | 393.9738 | 284.1738 | 275.4738 | 287.7738 | 362.177 | 342.6646 | 239.9965 | 345.3629 | 371.1413 | 362.1686 | 349.8264 | 338.621 | 336.132 | 335.3215 | 335.104 | 335.0251 | 334.7797 | 337.2081 | 339.5699 | 341.6872 | 343.7602 | 345.6273 | 345.6273 | 345.6273 | 345.6273 | 345.6273 | 345.6273 | 345.6273 | 345.6273 | 345.6273 | 345.6273 | 345.6273 | 345.6273 | 345.6273 | 345.6273 | 345.6273 | 345.6273
|  |  | KRE | MKr19 | 504.9 | 801.7475 | 825.1475 | 838.9475 | 787.9475 | 568.3475 | 550.9475 | 575.5475 | 724.354 | 685.3293 | 479.993 | 690.7259 | 742.2827 | 724.3371 | 699.6527 | 677.242 | 672.264 | 670.643 | 670.208 | 670.0501 | 669.5595 | 674.4161 | 679.1398 | 683.3745 | 687.5205 | 691.2546 | 691.2546 | 691.2546 | 691.2546 | 691.2546 | 691.2546 | 691.2546 | 691.2546 | 691.2546 | 691.2546 | 691.2546 | 691.2546 | 691.2546 | 691.2546 | 691.2546 | 691.2546
|  | Similar to Kerosene | AGSL | MKr19 | 76.5 | 112.4 | 116.3 | 118.6 | 110.1 | 73.5 | 70.6 | 74.7 | 99.5011 | 92.997 | 58.7743 | 93.8964 | 102.4892 | 99.4983 | 95.3842 | 91.6491 | 90.8194 | 90.5492 | 90.4767 | 90.4504 | 90.3687 | 91.1781 | 91.9654 | 92.6712 | 93.3622 | 93.9845 | 93.9845 | 93.9845 | 93.9845 | 93.9845 | 93.9845 | 93.9845 | 93.9845 | 93.9845 | 93.9845 | 93.9845 | 93.9845 | 93.9845 | 93.9845 | 93.9845 | 93.9845
|  |  | HFO | MKr19 | 68.2 | 102 | 96.2 | 91.7 | 84 | 47.5 | 44.5 | 48.7 | 36.1968 | 65.2295 | 72.5862 | 70.4324 | 67.3098 | 64.4168 | 64.1123 | 64.099 | 64.2299 | 64.3868 | 64.4758 | 65.3581 | 66.2584 | 67.0756 | 67.8625 | 68.5804 | 68.5804 | 68.5804 | 68.5804 | 68.5804 | 68.5804 | 68.5804 | 68.5804 | 68.5804 | 68.5804 | 68.5804 | 68.5804 | 68.5804 | 68.5804 | 68.5804 | 68.5804 | 68.5804 | 68.5804
|  | Similar factor as for bio dielsel | HFB | MKr19 | 131.8738 | 165.6738 | 159.8738 | 155.3738 | 147.6738 | 111.1738 | 108.1738 | 112.3738 | 99.8706 | 128.9032 | 136.26 | 134.1061 | 130.9836 | 128.0906 | 127.786 | 127.7727 | 127.9036 | 128.0605 | 128.1495 | 129.0318 | 129.9321 | 130.7494 | 131.5363 | 132.2541 | 132.2541 | 132.2541 | 132.2541 | 132.2541 | 132.2541 | 132.2541 | 132.2541 | 132.2541 | 132.2541 | 132.2541 | 132.2541 | 132.2541 | 132.2541 | 132.2541 | 132.2541 | 132.2541 | 132.2541
|  |  | AMM | MKr19 | 263.7475 | 331.3475 | 319.7475 | 310.7475 | 295.3475 | 222.3475 | 216.3475 | 224.7475 | 199.7412 | 257.8065 | 272.5199 | 268.2122 | 261.9672 | 256.1812 | 255.5721 | 255.5454 | 255.8073 | 256.121 | 256.299 | 258.0637 | 259.8642 | 261.4987 | 263.0726 | 264.5083 | 264.5083 | 264.5083 | 264.5083 | 264.5083 | 264.5083 | 264.5083 | 264.5083 | 264.5083 | 264.5083 | 264.5083 | 264.5083 | 264.5083 | 264.5083 | 264.5083 | 264.5083 | 264.5083 | 264.5083
|  |  | MGO | MKr19 | 68.2 | 102 | 96.2 | 91.7 | 84 | 47.5 | 44.5 | 48.7 | 36.1968 | 65.2295 | 72.5862 | 70.4324 | 67.3098 | 64.4168 | 64.1123 | 64.099 | 64.2299 | 64.3868 | 64.4758 | 65.3581 | 66.2584 | 67.0756 | 67.8625 | 68.5804 | 68.5804 | 68.5804 | 68.5804 | 68.5804 | 68.5804 | 68.5804 | 68.5804 | 68.5804 | 68.5804 | 68.5804 | 68.5804 | 68.5804 | 68.5804 | 68.5804 | 68.5804 | 68.5804 | 68.5804
|  |  | NGA | MKr19 | 44.4 | 46.1 | 55.1 | 54.2 | 45.7 | 44 | 36.8 | 36.9 | 53.4222 | 34.261 | 22.8273 | 102.678 | 130.3613 | 79.2965 | 43.0249 | 39.4806 | 41.0136 | 42.5246 | 43.989 | 45.4031 | 46.7726 | 47.9713 | 49.1441 | 50.254 | 51.3414 | 52.3764 | 52.3764 | 52.3764 | 52.3764 | 52.3764 | 52.3764 | 52.3764 | 52.3764 | 52.3764 | 52.3764 | 52.3764 | 52.3764 | 52.3764 | 52.3764 | 52.3764 | 52.3764
|  |  | SNG1 | MKr19 | 133.2 | 138.3 | 165.3 | 162.6 | 137.1 | 132 | 110.4 | 110.7 | 160.2666 | 102.783 | 68.4819 | 308.034 | 391.0839 | 237.8894 | 129.0747 | 118.4417 | 123.0407 | 127.5737 | 131.9669 | 136.2093 | 140.3179 | 143.9139 | 147.4323 | 150.7621 | 154.0241 | 157.1293 | 157.1293 | 157.1293 | 157.1293 | 157.1293 | 157.1293 | 157.1293 | 157.1293 | 157.1293 | 157.1293 | 157.1293 | 157.1293 | 157.1293 | 157.1293 | 157.1293 | 157.1293
|  |  | SNG2 | MKr19 | 146.52 | 201.9738 | 228.9738 | 226.2738 | 200.7738 | 195.6738 | 174.0738 | 174.3738 | 223.9403 | 166.4568 | 132.1556 | 371.7078 | 454.7576 | 301.5632 | 192.7484 | 182.1155 | 186.7145 | 191.2475 | 195.6407 | 199.883 | 203.9916 | 207.5876 | 211.106 | 214.4359 | 217.6978 | 220.8031 | 220.8031 | 220.8031 | 220.8031 | 220.8031 | 220.8031 | 220.8031 | 220.8031 | 220.8031 | 220.8031 | 220.8031 | 220.8031 | 220.8031 | 220.8031 | 220.8031 | 220.8031
|  |  | SNE | MKr19 | 293.04 | 403.9475 | 457.9475 | 452.5475 | 401.5475 | 391.3475 | 348.1475 | 348.7475 | 447.8806 | 332.9136 | 264.3113 | 743.4156 | 909.5153 | 603.1263 | 385.4969 | 364.231 | 373.429 | 382.495 | 391.2813 | 399.766 | 407.9833 | 415.1752 | 422.212 | 428.8717 | 435.3956 | 441.6061 | 441.6061 | 441.6061 | 441.6061 | 441.6061 | 441.6061 | 441.6061 | 441.6061 | 441.6061 | 441.6061 | 441.6061 | 441.6061 | 441.6061 | 441.6061 | 441.6061 | 441.6061
|  |  | H2 | MKr14 | 586.08 | 807.895 | 915.895 | 905.095 | 803.095 | 782.695 | 696.295 | 697.495 | 895.7612 | 665.8271 | 528.6226 | 1486.8312 | 1819.0305 | 1206.2527 | 770.9937 | 728.462 | 746.858 | 764.9899 | 782.5626 | 799.5321 | 815.9665 | 830.3504 | 844.424 | 857.7434 | 870.7913 | 883.2123 | 883.2123 | 883.2123 | 883.2123 | 883.2123 | 883.2123 | 883.2123 | 883.2123 | 883.2123 | 883.2123 | 883.2123 | 883.2123 | 883.2123 | 883.2123 | 883.2123 | 883.2123
|  |  | H2G | MKr14 | 586.08 | 807.895 | 915.895 | 905.095 | 803.095 | 782.695 | 696.295 | 697.495 | 895.7612 | 665.8271 | 528.6226 | 1486.8312 | 1819.0305 | 1206.2527 | 770.9937 | 728.462 | 746.858 | 764.9899 | 782.5626 | 799.5321 | 815.9665 | 830.3504 | 844.424 | 857.7434 | 870.7913 | 883.2123 | 883.2123 | 883.2123 | 883.2123 | 883.2123 | 883.2123 | 883.2123 | 883.2123 | 883.2123 | 883.2123 | 883.2123 | 883.2123 | 883.2123 | 883.2123 | 883.2123 | 883.2123
|  |  | BGA | MKr19 | 133.2 | 138.3 | 165.3 | 162.6 | 137.1 | 132 | 110.4 | 110.7 | 160.2666 | 102.783 | 68.4819 | 308.034 | 391.0839 | 237.8894 | 129.0747 | 118.4417 | 123.0407 | 127.5737 | 131.9669 | 136.2093 | 140.3179 | 143.9139 | 147.4323 | 150.7621 | 154.0241 | 157.1293 | 157.1293 | 157.1293 | 157.1293 | 157.1293 | 157.1293 | 157.1293 | 157.1293 | 157.1293 | 157.1293 | 157.1293 | 157.1293 | 157.1293 | 157.1293 | 157.1293 | 157.1293
|  |  | MNGA | MKr19 | 44.4 | 46.1 | 55.1 | 54.2 | 45.7 | 44 | 36.8 | 36.9 | 53.4222 | 34.261 | 22.8273 | 102.678 | 130.3613 | 79.2965 | 43.0249 | 39.4806 | 41.0136 | 42.5246 | 43.989 | 45.4031 | 46.7726 | 47.9713 | 49.1441 | 50.254 | 51.3414 | 52.3764 | 52.3764 | 52.3764 | 52.3764 | 52.3764 | 52.3764 | 52.3764 | 52.3764 | 52.3764 | 52.3764 | 52.3764 | 52.3764 | 52.3764 | 52.3764 | 52.3764 | 52.3764
|  |  | WCH | MKr19 | 46 | 46 | 46 | 45.7 | 45.3 | 44.9 | 45.4 | 45.9 | 45.1795 | 45.1176 | 48.8366 | 50.4974 | 51.1961 | 51.4648 | 51.6749 | 51.9047 | 52.1946 | 52.4962 | 52.8068 | 53.1212 | 53.4331 | 53.7369 | 54.0444 | 54.3526 | 54.6615 | 54.9711 | 54.9711 | 54.9711 | 54.9711 | 54.9711 | 54.9711 | 54.9711 | 54.9711 | 54.9711 | 54.9711 | 54.9711 | 54.9711 | 54.9711 | 54.9711 | 54.9711 | 54.9711
|  |  | WPE | MKr19 | 73.7 | 73.7 | 73.7 | 72.7 | 71.8 | 70.8 | 71.2 | 71.6 | 69.4949 | 69.433 | 57.8991 | 67.7672 | 83.3393 | 79.4099 | 72.6484 | 72.1655 | 72.397 | 72.6457 | 72.9075 | 73.1742 | 73.4363 | 73.7099 | 73.9888 | 74.2682 | 74.5482 | 74.8286 | 74.8286 | 74.8286 | 74.8286 | 74.8286 | 74.8286 | 74.8286 | 74.8286 | 74.8286 | 74.8286 | 74.8286 | 74.8286 | 74.8286 | 74.8286 | 74.8286 | 74.8286
|  |  | STR | MKr19 | 41.5 | 41.5 | 41.5 | 41.2 | 40.8 | 40.5 | 40.9 | 41.4 | 41.6349 | 41.6349 | 44.0022 | 45.4615 | 46.0669 | 46.2911 | 46.4635 | 46.6534 | 46.902 | 47.1609 | 47.4278 | 47.698 | 47.966 | 48.2283 | 48.4938 | 48.7599 | 49.0266 | 49.2939 | 49.2939 | 49.2939 | 49.2939 | 49.2939 | 49.2939 | 49.2939 | 49.2939 | 49.2939 | 49.2939 | 49.2939 | 49.2939 | 49.2939 | 49.2939 | 49.2939 | 49.2939
|  | similar to STR | GRS | MKr14 | 41.5 | 41.5 | 41.5 | 41.2 | 40.8 | 40.5 | 40.9 | 41.4 | 41.6349 | 41.6349 | 44.0022 | 45.4615 | 46.0669 | 46.2911 | 46.4635 | 46.6534 | 46.902 | 47.1609 | 47.4278 | 47.698 | 47.966 | 48.2283 | 48.4938 | 48.7599 | 49.0266 | 49.2939 | 49.2939 | 49.2939 | 49.2939 | 49.2939 | 49.2939 | 49.2939 | 49.2939 | 49.2939 | 49.2939 | 49.2939 | 49.2939 | 49.2939 | 49.2939 | 49.2939 | 49.2939
|  |  | CRN | MKr14 | 72.4 | 72.4 | 72.4 | 72.4 | 72.4 | 72.4 | 72.4 | 72.4 | 72.4 | 72.4 | 72.4 | 72.4 | 72.4 | 72.4 | 72.4 | 72.4 | 72.4 | 72.4 | 72.4 | 72.4 | 72.4 | 72.4 | 72.4 | 72.4 | 72.4 | 72.4 | 72.4 | 72.4 | 72.4 | 72.4 | 72.4 | 72.4 | 72.4 | 72.4 | 72.4 | 72.4 | 72.4 | 72.4 | 72.4 | 72.4 | 72.4
|  |  | RPS | MKr14 | 101.7 | 101.7 | 101.7 | 101.7 | 101.7 | 101.7 | 101.7 | 101.7 | 101.7 | 101.7 | 101.7 | 101.7 | 101.7 | 101.7 | 101.7 | 101.7 | 101.7 | 101.7 | 101.7 | 101.7 | 101.7 | 101.7 | 101.7 | 101.7 | 101.7 | 101.7 | 101.7 | 101.7 | 101.7 | 101.7 | 101.7 | 101.7 | 101.7 | 101.7 | 101.7 | 101.7 | 101.7 | 101.7 | 101.7 | 101.7 | 101.7
|  |  | SGB | MKr14 | 10.6 | 10.6 | 10.6 | 10.6 | 10.6 | 10.6 | 10.6 | 10.6 | 10.6 | 10.6 | 10.6 | 10.6 | 10.6 | 10.6 | 10.6 | 10.6 | 10.6 | 10.6 | 10.6 | 10.6 | 10.6 | 10.6 | 10.6 | 10.6 | 10.6 | 10.6 | 10.6 | 10.6 | 10.6 | 10.6 | 10.6 | 10.6 | 10.6 | 10.6 | 10.6 | 10.6 | 10.6 | 10.6 | 10.6 | 10.6 | 10.6
|  |  | MOB1 | MKr14 | 207.6 | 207.6 | 207.6 | 207.6 | 207.6 | 207.6 | 207.6 | 207.6 | 207.6 | 207.6 | 207.6 | 207.6 | 207.6 | 207.6 | 207.6 | 207.6 | 207.6 | 207.6 | 207.6 | 207.6 | 207.6 | 207.6 | 207.6 | 207.6 | 207.6 | 207.6 | 207.6 | 207.6 | 207.6 | 207.6 | 207.6 | 207.6 | 207.6 | 207.6 | 207.6 | 207.6 | 207.6 | 207.6 | 207.6 | 207.6 | 207.6
|  |  | MOB2 | MKr14 | 207.6 | 207.6 | 207.6 | 207.6 | 207.6 | 207.6 | 207.6 | 207.6 | 207.6 | 207.6 | 207.6 | 207.6 | 207.6 | 207.6 | 207.6 | 207.6 | 207.6 | 207.6 | 207.6 | 207.6 | 207.6 | 207.6 | 207.6 | 207.6 | 207.6 | 207.6 | 207.6 | 207.6 | 207.6 | 207.6 | 207.6 | 207.6 | 207.6 | 207.6 | 207.6 | 207.6 | 207.6 | 207.6 | 207.6 | 207.6 | 207.6
|  |  | MOE | MKr14 | 415.2 | 415.2 | 415.2 | 415.2 | 415.2 | 415.2 | 415.2 | 415.2 | 415.2 | 415.2 | 415.2 | 415.2 | 415.2 | 415.2 | 415.2 | 415.2 | 415.2 | 415.2 | 415.2 | 415.2 | 415.2 | 415.2 | 415.2 | 415.2 | 415.2 | 415.2 | 415.2 | 415.2 | 415.2 | 415.2 | 415.2 | 415.2 | 415.2 | 415.2 | 415.2 | 415.2 | 415.2 | 415.2 | 415.2 | 415.2 | 415.2
|  |  | DDGS | MKr14 | 10 | 10 | 10 | 10 | 10 | 10 | 10 | 10 | 10 | 10 | 10 | 10 | 10 | 10 | 10 | 10 | 10 | 10 | 10 | 10 | 10 | 10 | 10 | 10 | 10 | 10 | 10 | 10 | 10 | 10 | 10 | 10 | 10 | 10 | 10 | 10 | 10 | 10 | 10 | 10 | 10
|  |  | GLY | MKr14 | 10 | 10 | 10 | 10 | 10 | 10 | 10 | 10 | 10 | 10 | 10 | 10 | 10 | 10 | 10 | 10 | 10 | 10 | 10 | 10 | 10 | 10 | 10 | 10 | 10 | 10 | 10 | 10 | 10 | 10 | 10 | 10 | 10 | 10 | 10 | 10 | 10 | 10 | 10 | 10 | 10
|  |  | RPC | MKr14 | 10 | 10 | 10 | 10 | 10 | 10 | 10 | 10 | 10 | 10 | 10 | 10 | 10 | 10 | 10 | 10 | 10 | 10 | 10 | 10 | 10 | 10 | 10 | 10 | 10 | 10 | 10 | 10 | 10 | 10 | 10 | 10 | 10 | 10 | 10 | 10 | 10 | 10 | 10 | 10 | 10
|  |  | SGP | MKr14 | 10 | 10 | 10 | 10 | 10 | 10 | 10 | 10 | 10 | 10 | 10 | 10 | 10 | 10 | 10 | 10 | 10 | 10 | 10 | 10 | 10 | 10 | 10 | 10 | 10 | 10 | 10 | 10 | 10 | 10 | 10 | 10 | 10 | 10 | 10 | 10 | 10 | 10 | 10 | 10 | 10
|  |  | WST | MKr14 | 0.1 | 0.1 | 0.1 | 0.1 | 0.1 | 0.1 | 0.1 | 0.1 | 0.1 | 0.1 | 0.1 | 0.1 | 0.1 | 0.1 | 0.1 | 0.1 | 0.1 | 0.1 | 0.1 | 0.1 | 0.1 | 0.1 | 0.1 | 0.1 | 0.1 | 0.1 | 0.1 | 0.1 | 0.1 | 0.1 | 0.1 | 0.1 | 0.1 | 0.1 | 0.1 | 0.1 | 0.1 | 0.1 | 0.1 | 0.1 | 0.1
|  | Double Natural Gas price | LPG | MKr14 | 88.8 | 92.2 | 110.2 | 108.4 | 91.4 | 88 | 73.6 | 73.8 | 106.8444 | 68.522 | 45.6546 | 205.356 | 260.7226 | 158.5929 | 86.0498 | 78.9612 | 82.0272 | 85.0492 | 87.9779 | 90.8062 | 93.5453 | 95.9426 | 98.2882 | 100.5081 | 102.6827 | 104.7529 | 104.7529 | 104.7529 | 104.7529 | 104.7529 | 104.7529 | 104.7529 | 104.7529 | 104.7529 | 104.7529 | 104.7529 | 104.7529 | 104.7529 | 104.7529 | 104.7529 | 104.7529
|  | Double Natural Gas price | LVN | MKr14 | 88.8 | 92.2 | 110.2 | 108.4 | 91.4 | 88 | 73.6 | 73.8 | 106.8444 | 68.522 | 45.6546 | 205.356 | 260.7226 | 158.5929 | 86.0498 | 78.9612 | 82.0272 | 85.0492 | 87.9779 | 90.8062 | 93.5453 | 95.9426 | 98.2882 | 100.5081 | 102.6827 | 104.7529 | 104.7529 | 104.7529 | 104.7529 | 104.7529 | 104.7529 | 104.7529 | 104.7529 | 104.7529 | 104.7529 | 104.7529 | 104.7529 | 104.7529 | 104.7529 | 104.7529 | 104.7529
|  | Price from TIMES-DK (no source) | MNR | MKr14 | 0.01 | 0.01 | 0.01 | 0.01 | 0.01 | 0.01 | 0.01 | 0.01 | 0.01 | 0.01 | 0.01 | 0.01 | 0.01 | 0.01 | 0.01 | 0.01 | 0.01 | 0.01 | 0.01 | 0.01 | 0.01 | 0.01 | 0.01 | 0.01 | 0.01 | 0.01 | 0.01 | 0.01 | 0.01 | 0.01 | 0.01 | 0.01 | 0.01 | 0.01 | 0.01 | 0.01 | 0.01 | 0.01 | 0.01 | 0.01 | 0.01
|  | Similar to MNR | DLI | MKr14 | 0.01 | 0.01 | 0.01 | 0.01 | 0.01 | 0.01 | 0.01 | 0.01 | 0.01 | 0.01 | 0.01 | 0.01 | 0.01 | 0.01 | 0.01 | 0.01 | 0.01 | 0.01 | 0.01 | 0.01 | 0.01 | 0.01 | 0.01 | 0.01 | 0.01 | 0.01 | 0.01 | 0.01 | 0.01 | 0.01 | 0.01 | 0.01 | 0.01 | 0.01 | 0.01 | 0.01 | 0.01 | 0.01 | 0.01 | 0.01 | 0.01
|  | 25% of WCH | FIW | MKr14 | 11.5 | 11.5 | 11.5 | 11.425 | 11.325 | 11.225 | 11.35 | 11.475 | 11.2949 | 11.2794 | 12.2092 | 12.6243 | 12.799 | 12.8662 | 12.9187 | 12.9762 | 13.0487 | 13.124 | 13.2017 | 13.2803 | 13.3583 | 13.4342 | 13.5111 | 13.5881 | 13.6654 | 13.7428 | 13.7428 | 13.7428 | 13.7428 | 13.7428 | 13.7428 | 13.7428 | 13.7428 | 13.7428 | 13.7428 | 13.7428 | 13.7428 | 13.7428 | 13.7428 | 13.7428 | 13.7428
|  | Related to Wood Waste | PEA | SEK14 | 46 | 46 | 46 | 45.7 | 45.3 | 44.9 | 45.4 | 45.9 | 45.1795 | 45.1176 | 48.8366 | 50.4974 | 51.1961 | 51.4648 | 51.6749 | 51.9047 | 52.1946 | 52.4962 | 52.8068 | 53.1212 | 53.4331 | 53.7369 | 54.0444 | 54.3526 | 54.6615 | 54.9711 | 54.9711 | 54.9711 | 54.9711 | 54.9711 | 54.9711 | 54.9711 | 54.9711 | 54.9711 | 54.9711 | 54.9711 | 54.9711 | 54.9711 | 54.9711 | 54.9711 | 54.9711
|  |  | BFG | SEK14 | 11.55 | 13.85 | 11.95 | 10.15 | 8.6 | 7.85 | 6.1 | 5.85 | 11.4679 | 7.7664 | 7.6805 | 15.6546 | 14.4181 | 12.9757 | 10.6925 | 10.6777 | 10.8074 | 10.9367 | 11.0608 | 11.1791 | 11.2923 | 11.3128 | 11.3323 | 11.3441 | 11.3553 | 11.3606 | 11.3606 | 11.3606 | 11.3606 | 11.3606 | 11.3606 | 11.3606 | 11.3606 | 11.3606 | 11.3606 | 11.3606 | 11.3606 | 11.3606 | 11.3606 | 11.3606 | 11.3606
|  |  | URN | SEK14 | 4.1806 | 4.1806 | 4.1806 | 4.1806 | 4.1806 | 4.1806 | 4.1806 | 4.1806 | 4.1806 | 4.1806 | 4.1806 | 4.1806 | 4.1806 | 4.1806 | 4.1806 | 4.1806 | 4.1806 | 4.1806 | 4.1806 | 4.1806 | 4.1806 | 4.1806 | 4.1806 | 4.1806 | 4.1806 | 4.1806 | 4.1806 | 4.1806 | 4.1806 | 4.1806 | 4.1806 | 4.1806 | 4.1806 | 4.1806 | 4.1806 | 4.1806 | 4.1806 | 4.1806 | 4.1806 | 4.1806 | 4.1806
|  | Similar to waste | BLQ | SEK14 | 0.1 | 0.1 | 0.1 | 0.1 | 0.1 | 0.1 | 0.1 | 0.1 | 0.1 | 0.1 | 0.1 | 0.1 | 0.1 | 0.1 | 0.1 | 0.1 | 0.1 | 0.1 | 0.1 | 0.1 | 0.1 | 0.1 | 0.1 | 0.1 | 0.1 | 0.1 | 0.1 | 0.1 | 0.1 | 0.1 | 0.1 | 0.1 | 0.1 | 0.1 | 0.1 | 0.1 | 0.1 | 0.1 | 0.1 | 0.1 | 0.1
|  |  | OTH | MKr14 | 10 | 10 | 10 | 10 | 10 | 10 | 10 | 10 | 10 | 10 | 10 | 10 | 10 | 10 | 10 | 10 | 10 | 10 | 10 | 10 | 10 | 10 | 10 | 10 | 10 | 10 | 10 | 10 | 10 | 10 | 10 | 10 | 10 | 10 | 10 | 10 | 10 | 10 | 10 | 10 | 10
| Technology | Assumption |  | unit | 2010: Source; 2011: Note; 2012: Date
| Import technology - Waste | Same assumption as in RAMSES | 0.1 | kr/GJ | 2010: RAMSES
| Import technology - Bio Kerosene | Triple the price of kerosene | 3 | factor | 2010: Guestimate
| Import technology - Bio Synt. Nat. Gas | Triple the price natural gas | 3 | factor | 2010: Guestimate
| Import technology - Biogas | Triple the price natural gas | 3 | factor | 2010: Guestimate
| Import technology - all second generation BIO | +10% on 1st generation | 1.1 | factor | 2010: Guestimate
| Import technology - Biodiesel | Add-on to the price of diesel | 63.6738 | kr/GJ | 2010: Lisa Bjergbakke (LBJ@ENS.DK); 2012: 2014-01-01
| Import technology - Bioethanol | Add-on to the price of gasoline | 99.187 | kr/GJ | 2010: Lisa Bjergbakke (LBJ@ENS.DK); 2012: 2014-01-01
| Import technology - Naphtha (Petroleoum) | Same price as LPG |  |  | 2010: Guestimate
| Import technology - electro fuels | 1.5 time the cost of biofuels | 1.5 | Factor | 2010: Semi dummy factor
| Mining technology - Biomass | 95% of imported biomass | 95% |  | 2010: Modelling assumption
| Mining technology - Crude Oil | 50% of imported crude oil cost | 50% |  | 2010: Modelling assumption; 2011: To make sure that extracted crude oil is extracted …
| Mining technology - Natural gas | 50% of imported natural gas cost | 50% |  | 2010: Modelling assumption; 2011: To make sure that extracted crude oil is extracted …
| Export technology - Crude oil | 95% of imported crude oil cost | 95% |  | 2010: Guestimate
| Export technology - Natural gas | 95% of imported natural gas cost | 95% |  | 2010: Guestimate
| Export technology - Biofuels 1&2G | similar to Export Price of fossil alternative | N/A |  | 2010: Modelling assumption
| Export technology (general) | 95% of import technology price (set low to avoid export) | 95% |  | 2010: Modelling assumption
| Export technology - Bio Naphtha (Petroleoum) | Relating to wood waste | 100% |  | 2010: Guestimate (based on stat)
| Export technology - Rape Cake |  | 0.1 |  | 2010: Same assumption as for waste
| Export technology - Sugar Beet Pulp | Relating to coal price | 50% |  | 2010: Guestimate
| 0 |  | 0 |  | 2010: Free
| Fossile fuel prices (CIF import price) |  | 4.1806 |  | 2010: Elforsk, "El från nya och framtida anläggningar 2014"
| 0 |  | 0.1 |  | 2010: Same assumption as for waste
Biomass feedstock and fuels
| Technology | Assumption |  | unit | 2010: Source; 2011: Date
| Import technology - Corn | Equals the price of wheat from the "Alternative Drivmiddel Rapport" | 72.4 | Mkr14/GJ
| Import technology - Rapeseed | Equals the price of rapeseeds from the "Alternative Drivmiddel Rapport" | 101.7 | Mkr14/GJ
| Import technology - Sugar Beet | Equals the price of sugarbeets from the "Alternative Drivmiddel Rapport" | 10.6 | Mkr14/GJ
| Import technology - Bio Methanol G1 | Equals the price of ehtanol from the "Alternative Drivmiddel Rapport" | 207.6 | Mkr14/GJ
| Import technology - Bio Methanol G2 | Equals the price of ehtanol from the "Alternative Drivmiddel Rapport" | 207.6 | Mkr14/GJ
| Export technology - Ethanol | Guestimate to avoid excessive export | 10 | Mkr14/GJ
| Export technology - Glycerol | Guestimate to avoid excessive export | 10 | Mkr14/GJ
| Export technology - Bio Naphtha (Petroleoum) | Guestimate to avoid excessive export | 10 | Mkr14/GJ | 2018: Gammel oliepris; 2019: 73.8805; 2020: 75.9315; 2021: 77.7014; 2022: 79.289; 2023: 81.0236; 2024: 82.7129; 2025: 84.0531; 2026: 86.6766; 2027: 88.1861; 2028: 89.5864; 2029: 90.928; 2030: 92.1414; 2031: 93.6928; 2032: 95.5583; 2033: 97.341; 2034: 99.0027; 2035: 100.598; 2036: 102.0902; 2037: 103.536; 2038: 104.8665; 2039: 106.134; 2040: 107.305
| Export technology - Rape Cake | Guestimate to avoid excessive export | 10 | Mkr14/GJ | 2018: Relativ forskel i CRD; 2019: 1; 2020: 0.63278; 2021: 0.99201; 2022: 1.0649; 2023: 1.0155; 2024: 0.95705; 2025: 0.90738; 2026: 0.8764; 2027: 0.86125; 2028: 0.84925; 2029: 0.83844; 2030: 0.82836; 2031: 0.82407; 2032: 0.8174; 2033: 0.81082; 2034: 0.80516; 2035: 0.79953; 2036: 0.78785; 2037: 0.77684; 2038: 0.76699; 2039: 0.75783; 2040: 0.74956
| Export technology - Sugar Beet Pulp | Guestimate to avoid excessive export | 10 | Mkr14/GJ
Fossile fuel prices (CIF import price)
[5 empty] | 2010 | 2011 | 2012 | 2013 | 2014 | 2015 | 2016 | 2017 | 2018 | 2019 | 2020 | 2021 | 2022 | 2023 | 2024 | 2025 | 2026 | 2027 | 2028 | 2029 | 2030 | 2031 | 2032 | 2033 | 2034 | 2035 | 2036 | 2037 | 2038 | 2039 | 2040 | 2041 | 2042 | 2043 | 2044 | 2045 | 2046 | 2047 | 2048 | 2049 | 2050
| Coal |  | CIF | DKK2014/GJ | 23.1 | 27.7 | 23.9 | 20.3 | 17.2 | 15.7 | 12.2 | 11.7 | 12.8 | 23.4069 | 15.3611 | 31.3093 | 28.8361 | 25.9514 | 21.385 | 21.3554 | 21.6148 | 21.8734 | 22.1217 | 22.3581 | 22.5847 | 22.6257 | 22.6646 | 22.6883 | 22.7106 | 22.7211 | 22.7211 | 22.7211 | 22.7211 | 22.7211 | 22.7211 | 22.7211 | 22.7211 | 22.7211 | 22.7211 | 22.7211 | 22.7211 | 22.7211 | 22.7211 | 22.7211 | 22.7211
| Crude oil |  | CIF | DKK2014/GJ | 76.2 | 106.1 | 112.9 | 100.3 | 97.3 | 62.7 | 59.9 | 63.9 | 63.7 | 73.8805 | 48.0477 | 77.0804 | 84.4371 | 82.2833 | 79.1607 | 76.2677 | 75.9632 | 75.9499 | 76.0808 | 76.2376 | 76.3267 | 77.209 | 78.1093 | 78.9265 | 79.7134 | 80.4313 | 80.4313 | 80.4313 | 80.4313 | 80.4313 | 80.4313 | 80.4313 | 80.4313 | 80.4313 | 80.4313 | 80.4313 | 80.4313 | 80.4313 | 80.4313 | 80.4313 | 80.4313
| Gasoline |  | CIF | DKK2014/GJ | 92.8 | 122.9 | 136.7 | 122 | 114.8 | 78.2 | 75.3 | 79.4 | 79.3 | 95.5837 | 61.7811 | 98.6102 | 107.5495 | 104.3239 | 99.9319 | 95.9607 | 94.9838 | 94.6417 | 94.5121 | 94.4345 | 94.3048 | 95.0939 | 95.8494 | 96.524 | 97.1881 | 97.7837 | 97.7837 | 97.7837 | 97.7837 | 97.7837 | 97.7837 | 97.7837 | 97.7837 | 97.7837 | 97.7837 | 97.7837 | 97.7837 | 97.7837 | 97.7837 | 97.7837 | 97.7837
| Diesel |  | CIF | DKK2014/GJ | 105.4 | 117.4 | 134.2 | 123.2 | 113.5 | 77 | 74 | 78.2 | 78 | 93.4203 | 60.4121 | 96.464 | 105.2456 | 102.1268 | 97.8614 | 93.9977 | 93.0878 | 92.7784 | 92.6749 | 92.6206 | 92.5127 | 93.3111 | 94.0811 | 94.7698 | 95.4462 | 96.054 | 96.054 | 96.054 | 96.054 | 96.054 | 96.054 | 96.054 | 96.054 | 96.054 | 96.054 | 96.054 | 96.054 | 96.054 | 96.054 | 96.054 | 96.054
| JP1 |  | CIF | DKK2014/GJ | 76.5 | 112.4 | 116.3 | 118.6 | 110.1 | 73.5 | 70.6 | 74.7 | 74.6 | 90.832 | 58.7743 | 93.8964 | 102.4892 | 99.4983 | 95.3842 | 91.6491 | 90.8194 | 90.5492 | 90.4767 | 90.4504 | 90.3687 | 91.1781 | 91.9654 | 92.6712 | 93.3622 | 93.9845 | 93.9845 | 93.9845 | 93.9845 | 93.9845 | 93.9845 | 93.9845 | 93.9845 | 93.9845 | 93.9845 | 93.9845 | 93.9845 | 93.9845 | 93.9845 | 93.9845 | 93.9845
| Heating oil |  | CIF | DKK2014/GJ | 110.4 | 120.9 | 127.5 | 123.2 | 113.5 | 77 | 74 | 78.2 | 78 | 76.4 | 46.9521 | 73.5078 | 79.4436 | 77.4862 | 74.5545 | 72.1363 | 70.9882 | 70.9666 | 71.0818 | 71.1835 | 71.3222 | 72.5178 | 73.4841 | 74.2715 | 75.0413 | 75.7956 | 75.7956 | 75.7956 | 75.7956 | 75.7956 | 75.7956 | 75.7956 | 75.7956 | 75.7956 | 75.7956 | 75.7956 | 75.7956 | 75.7956 | 75.7956 | 75.7956 | 75.7956
| Gas oil |  | CIF | DKK2014/GJ | 105.4 | 117.4 | 134.2 | 123.2 | 113.5 | 77 | 74 | 78.2 | 78 | 76.4 | 71.3173 | 100.3499 | 107.7066 | 105.5528 | 102.4302 | 99.5372 | 99.2327 | 99.2194 | 99.3503 | 99.5072 | 99.5962 | 100.4785 | 101.3788 | 102.196 | 102.9829 | 103.7008 | 103.7008 | 103.7008 | 103.7008 | 103.7008 | 103.7008 | 103.7008 | 103.7008 | 103.7008 | 103.7008 | 103.7008 | 103.7008 | 103.7008 | 103.7008 | 103.7008 | 103.7008
| Fuel oil |  | CIF | DKK2014/GJ | 68.2 | 102 | 96.2 | 91.7 | 84 | 47.5 | 44.5 | 48.7 | 48.5 | 46.9 | 36.1968 | 65.2295 | 72.5862 | 70.4324 | 67.3098 | 64.4168 | 64.1123 | 64.099 | 64.2299 | 64.3868 | 64.4758 | 65.3581 | 66.2584 | 67.0756 | 67.8625 | 68.5804 | 68.5804 | 68.5804 | 68.5804 | 68.5804 | 68.5804 | 68.5804 | 68.5804 | 68.5804 | 68.5804 | 68.5804 | 68.5804 | 68.5804 | 68.5804 | 68.5804 | 68.5804
| Natural gas |  | CIF | DKK2014/GJ | 44.4 | 46.1 | 55.1 | 54.2 | 45.7 | 44 | 36.8 | 36.9 | 35.1 | 53.9453 | 22.8273 | 102.678 | 130.3613 | 79.2965 | 43.0249 | 39.4806 | 41.0136 | 42.5246 | 43.989 | 45.4031 | 46.7726 | 47.9713 | 49.1441 | 50.254 | 51.3414 | 52.3764 | 52.3764 | 52.3764 | 52.3764 | 52.3764 | 52.3764 | 52.3764 | 52.3764 | 52.3764 | 52.3764 | 52.3764 | 52.3764 | 52.3764 | 52.3764 | 52.3764 | 52.3764
Data of extractions: 01-03-2016 / sdo@ens.dk
Note1: The prices reflect World Energy Outlook 2015; forwards prices as of march 2015; and histocal prices from Statistics Denmark…
Note2: "f:\KEO\Modelgruppen\Brændselspriser\Brændselspriser 2015 - BF2015\BF2015 2015.12.01 FM skøn\2015_11_12_Fuel add-on DK - WEO2015_dagspris.xlsm"
Solid biomass prices
Resulting prices
| Wood chips |  |  |  | 2010 | 2011 | 2012 | 2013 | 2014 | 2015 | 2016 | 2017 | 2018 | 2019 | 2020 | 2021 | 2022 | 2023 | 2024 | 2025 | 2026 | 2027 | 2028 | 2029 | 2030 | 2031 | 2032 | 2033 | 2034 | 2035 | 2036 | 2037 | 2038 | 2039 | 2040 | 2041 | 2042 | 2043 | 2044 | 2045 | 2046 | 2047 | 2048 | 2049 | 2050
|  | Wood chips - CIF (imported) | 2014 | DKK/GJ | 46 | 46 | 46 | 45.7 | 45.3 | 44.9 | 45.4 | 45.9 | 46.5 | 43.4263 | 43.6525 | 43.929 | 44.2051 | 44.4808 | 44.7561 | 45.0311 | 45.28 | 45.5288 | 45.7775 | 46.0262 | 46.2748 | 46.4282 | 46.5816 | 46.7349 | 46.888 | 47.0411 | 47.1842 | 47.3272 | 47.4701 | 47.6129 | 47.7557 | 47.7652 | 47.7748 | 47.7843 | 47.7939 | 47.8034 | 47.813 | 47.8225 | 47.832 | 47.8416 | 47.8511
|  | Wood chips - at dometic producer | 2014 | DKK/GJ | 41 | 41 | 41 | 41.1 | 41.2 | 41.4 | 41.6 | 41.8 | 42 | 42.2 | 42.4 | 42.7 | 42.9 | 43.2 | 43.4 | 43.7 | 43.9 | 44.1 | 44.4 | 44.6 | 44.8 | 45 | 45.1 | 45.2 | 45.4 | 45.5 | 45.6 | 45.8 | 45.9 | 46 | 46.1 | 46.3 | 46.4 | 46.6 | 46.8 | 46.9 | 47.1 | 47.4 | 47.6 | 47.8 | 48
|  | Wood chips - central powerplant | 2014 | DKK/GJ | 48.5 | 48.5 | 48.5 | 48.1 | 47.7 | 47.3 | 47.8 | 48.3 | 48.8 | 49.4 | 49.9 | 50.6 | 51.3 | 51.9 | 52.6 | 53.3 | 53.9 | 54.4 | 55 | 55.6 | 56.1 | 56.6 | 57.1 | 57.5 | 58 | 58.4 | 58.9 | 59.3 | 59.7 | 60.1 | 60.6 | 61 | 61.4 | 61.8 | 62.3 | 62.7 | 63.2 | 63.6 | 64.1 | 64.6 | 65
|  | Wood chips - decentral power plant | 2014 | DKK/GJ | 47.6 | 47.6 | 47.6 | 47.5 | 47.5 | 47.4 | 47.7 | 47.9 | 48.2 | 48.5 | 48.7 | 49.1 | 49.4 | 49.7 | 50.1 | 50.4 | 50.7 | 51 | 51.3 | 51.7 | 52.2 | 52.6 | 53.1 | 53.5 | 53.9 | 54.4 | 54.8 | 55.1 | 55.5 | 55.9 | 56.3 | 56.7 | 57.1 | 57.5 | 57.9 | 58.3 | 58.8 | 59.2 | 59.6 | 60.1 | 60.5
| Wood pellets (industrial) |  |  |  | 2010: 0; 2011: 0
|  | Wood pellets - CIF (imported) | 2014 | DKK/GJ | 64.1 | 64.1 | 64.1 | 63.2 | 62.4 | 61.5 | 61.9 | 62.3 | 62.7 | 65.8218 | 65.0478 | 64.8356 | 64.6972 | 64.5929 | 64.5319 | 64.4643 | 64.71 | 64.9553 | 65.2002 | 65.4447 | 65.6887 | 65.8846 | 66.0804 | 66.276 | 66.4716 | 66.667 | 66.8297 | 66.9921 | 67.1541 | 67.3157 | 67.4769 | 67.4865 | 67.496 | 67.5056 | 67.5151 | 67.5247 | 67.5342 | 67.5437 | 67.5533 | 67.5628 | 67.5724
|  | Wood pellets - central power plant | 2014 | DKK/GJ | 66.3 | 66.3 | 66.3 | 65.4 | 64.5 | 63.6 | 64 | 64.4 | 64.8 | 65.1 | 65.5 | 66 | 66.6 | 67.1 | 67.7 | 68.2 | 68.6 | 69 | 69.5 | 69.9 | 70.3 | 70.6 | 70.9 | 71.3 | 71.6 | 71.9 | 72.2 | 72.5 | 72.8 | 73.1 | 73.3 | 73.6 | 73.9 | 74.2 | 74.4 | 74.7 | 75.1 | 75.5 | 75.8 | 76.2 | 76.5
|  | Wood pellets - decentral power plant | 2014 | DKK/GJ | 70.9 | 70.9 | 70.9 | 69.9 | 68.9 | 67.9 | 68.3 | 68.7 | 69.1 | 69.5 | 69.9 | 70.4 | 71 | 71.6 | 72.2 | 72.8 | 73.2 | 73.6 | 74 | 74.5 | 74.9 | 75.2 | 75.6 | 75.9 | 76.3 | 76.6 | 76.9 | 77.2 | 77.5 | 77.8 | 78.1 | 78.3 | 78.6 | 78.9 | 79.2 | 79.5 | 79.8 | 80.2 | 80.6 | 80.9 | 81.3
| Wood pellets (residential) |  |  |  | 2010: 0; 2011: 0
|  | Wood pellets residential - CIF (imported) | 2014 | DKK/GJ | 73.7 | 73.7 | 73.7 | 72.7 | 71.8 | 70.8 | 71.2 | 71.6 | 72.1 | 76.0913 | 75.1964 | 74.9512 | 74.7912 | 74.6706 | 74.6001 | 74.522 | 74.806 | 75.0895 | 75.3726 | 75.6552 | 75.9374 | 76.1638 | 76.3901 | 76.6163 | 76.8423 | 77.0682 | 77.2564 | 77.4441 | 77.6314 | 77.8182 | 78.0046 | 78.0141 | 78.0237 | 78.0332 | 78.0428 | 78.0523 | 78.0618 | 78.0714 | 78.0809 | 78.0905 | 78.1
|  | Wood pellets residential - end-user | 2014 | DKK/GJ | 106.1 | 106.1 | 106.1 | 104.4 | 102.6 | 100.9 | 101.4 | 102 | 102.6 | 103.1 | 103.7 | 104.5 | 105.3 | 106.2 | 107 | 107.9 | 108.5 | 109 | 109.6 | 110.2 | 110.8 | 111.3 | 111.7 | 112.1 | 112.6 | 113 | 113.4 | 113.8 | 114.2 | 114.5 | 114.9 | 115.3 | 115.6 | 116 | 116.3 | 116.7 | 117.1 | 117.6 | 118 | 118.5 | 118.9
| Staw |  |  |  | 2010: 0; 2011: 0
|  | Straw - central power plant | 2014 | DKK/GJ | 41.5 | 41.5 | 41.5 | 41.2 | 40.8 | 40.5 | 40.9 | 41.4 | 41.8 | 42.3 | 42.7 | 43.3 | 43.9 | 44.5 | 45 | 45.6 | 46.1 | 46.6 | 47.1 | 47.6 | 48.1 | 48.4 | 48.8 | 49.2 | 49.6 | 50 | 50.4 | 50.7 | 51.1 | 51.5 | 51.8 | 52.2 | 52.6 | 52.9 | 53.3 | 53.7 | 54.1 | 54.5 | 54.9 | 55.3 | 55.7
|  | Straw - decentral power plant | 2014 | DKK/GJ | 39.9 | 39.9 | 39.9 | 39.5 | 39.2 | 38.8 | 39.3 | 39.7 | 40.1 | 40.6 | 41 | 41.6 | 42.1 | 42.6 | 42.9 | 43.2 | 43.4 | 43.6 | 43.9 | 44.3 | 44.7 | 45.1 | 45.4 | 45.8 | 46.2 | 46.5 | 46.9 | 47.2 | 47.5 | 47.9 | 48.2 | 48.6 | 48.9 | 49.2 | 49.6 | 49.9 | 50.3 | 50.7 | 51 | 51.4 | 51.8
Data of extractions: 01-03-2016 / sdo@ens.dk
Note1: "f:\KEO\Modelgruppen\Brændselspriser\Brændselspriser 2015 - BF2015\Biomassepriser\2015_10_26_Biomass price model.xlsx"
From Danish "Samfundsøkonomiske analyseforudsætninger" made by energinet.dk and danish energy agency
Tabel 4: CIF priser / priser ab producent | bar: 2010 to 2018
| 2019-priser kr./GJ | Importpriser (CIF-priser) |  |  | 2018: ab DK producent
|  | Råolie | Naturgas | Kul | 2010: Fuelolie; 2011: Gasolie; 2012: Diesel; 2013: Benzin; 2014: JP1; 2015: Træpiller (industri); 2016: Træpiller (konsum); 2017: Træflis; 2018: Træflis
| 2019 | 73.8805 | 53.9453 | 23.4069 | 2010: 59.6509; 2011: 93.4203; 2012: 93.4203; 2013: 95.5837; 2014: 90.832; 2015: 65.8218; 2016: 76.0913; 2017: 48.137; 2018: 43.4263
| 2020 | 75.9315 | 48.0496 | 22.3208 | 2010: 61.7019; 2011: 95.4713; 2012: 95.4713; 2013: 97.6347; 2014: 92.8829; 2015: 65.0478; 2016: 75.1964; 2017: 48.5281; 2018: 43.6525
| 2021 | 77.7014 | 40.6103 | 22.4152 | 2010: 63.4718; 2011: 97.2412; 2012: 97.2412; 2013: 99.4046; 2014: 94.6529; 2015: 64.8356; 2016: 74.9512; 2017: 49.0291; 2018: 43.929
| 2022 | 79.289 | 40.2513 | 21.9587 | 2010: 65.0595; 2011: 98.8288; 2012: 98.8288; 2013: 100.9923; 2014: 96.2405; 2015: 64.6972; 2016: 74.7912; 2017: 49.5324; 2018: 44.2051
| 2023 | 81.0236 | 41.3094 | 21.2648 | 2010: 66.7941; 2011: 100.5635; 2012: 100.5635; 2013: 102.7269; 2014: 97.9751; 2015: 64.5929; 2016: 74.6706; 2017: 50.0379; 2018: 44.4808
| 2024 | 82.7129 | 42.3841 | 20.868 | 2010: 68.4833; 2011: 102.2527; 2012: 102.2527; 2013: 104.4161; 2014: 99.6644; 2015: 64.5319; 2016: 74.6001; 2017: 50.5453; 2018: 44.7561
| 2025 | 84.0531 | 43.4182 | 20.7824 | 2010: 69.8235; 2011: 103.5929; 2012: 103.5929; 2013: 105.7563; 2014: 101.0046; 2015: 64.4643; 2016: 74.522; 2017: 51.0547; 2018: 45.0311
| 2026 | 86.6766 | 44.641 | 20.9954 | 2010: 72.447; 2011: 106.2164; 2012: 106.2164; 2013: 108.3798; 2014: 103.6281; 2015: 64.71; 2016: 74.806; 2017: 51.3657; 2018: 45.28
| 2027 | 88.1861 | 45.8251 | 21.1959 | 2010: 73.9565; 2011: 107.7259; 2012: 107.7259; 2013: 109.8893; 2014: 105.1376; 2015: 64.9553; 2016: 75.0895; 2017: 51.6771; 2018: 45.5288
| 2028 | 89.5864 | 46.9503 | 21.3763 | 2010: 75.3568; 2011: 109.1262; 2012: 109.1262; 2013: 111.2896; 2014: 106.5378; 2015: 65.2002; 2016: 75.3726; 2017: 51.9886; 2018: 45.7775
| 2029 | 90.928 | 48.048 | 21.5482 | 2010: 76.6985; 2011: 110.4679; 2012: 110.4679; 2013: 112.6313; 2014: 107.8795; 2015: 65.4447; 2016: 75.6552; 2017: 52.3005; 2018: 46.0262
| 2030 | 92.1414 | 49.0747 | 21.6953 | 2010: 77.9118; 2011: 111.6812; 2012: 111.6812; 2013: 113.8446; 2014: 109.0929; 2015: 65.6887; 2016: 75.9374; 2017: 52.6125; 2018: 46.2748
| 2031 | 93.6928 | 50.2203 | 21.7672 | 2010: 79.4632; 2011: 113.2326; 2012: 113.2326; 2013: 115.396; 2014: 110.6442; 2015: 65.8846; 2016: 76.1638; 2017: 52.8753; 2018: 46.4282
| 2032 | 95.5583 | 51.3104 | 21.825 | 2010: 81.3288; 2011: 115.0981; 2012: 115.0981; 2013: 117.2616; 2014: 112.5098; 2015: 66.0804; 2016: 76.3901; 2017: 53.1384; 2018: 46.5816
| 2033 | 97.341 | 52.3715 | 21.8783 | 2010: 83.1115; 2011: 116.8809; 2012: 116.8809; 2013: 119.0443; 2014: 114.2925; 2015: 66.276; 2016: 76.6163; 2017: 53.4018; 2018: 46.7349
| 2034 | 99.0027 | 53.3795 | 21.918 | 2010: 84.7731; 2011: 118.5425; 2012: 118.5425; 2013: 120.7059; 2014: 115.9542; 2015: 66.4716; 2016: 76.8423; 2017: 53.6656; 2018: 46.888
| 2035 | 100.598 | 54.3666 | 21.9557 | 2010: 86.3684; 2011: 120.1378; 2012: 120.1378; 2013: 122.3012; 2014: 117.5495; 2015: 66.667; 2016: 77.0682; 2017: 53.9297; 2018: 47.0411
| 2036 | 102.0902 | 56.0216 | 22.0297 | 2010: 87.8606; 2011: 121.63; 2012: 121.63; 2013: 123.7934; 2014: 119.0417; 2015: 66.8297; 2016: 77.2564; 2017: 54.1743; 2018: 47.1842
| 2037 | 103.536 | 56.6435 | 22.0993 | 2010: 89.3065; 2011: 123.0758; 2012: 123.0758; 2013: 125.2393; 2014: 120.4875; 2015: 66.9921; 2016: 77.4441; 2017: 54.4189; 2018: 47.3272
| 2038 | 104.8665 | 57.2063 | 22.1536 | 2010: 90.6369; 2011: 124.4063; 2012: 124.4063; 2013: 126.5697; 2014: 121.818; 2015: 67.1541; 2016: 77.6314; 2017: 54.6636; 2018: 47.4701
| 2039 | 106.134 | 57.7405 | 22.2034 | 2010: 91.9045; 2011: 125.6739; 2012: 125.6739; 2013: 127.8373; 2014: 123.0855; 2015: 67.3157; 2016: 77.8182; 2017: 54.9084; 2018: 47.6129
| 2040 | 107.305 | 58.2262 | 22.2413 | 2010: 93.0755; 2011: 126.8448; 2012: 126.8448; 2013: 129.0083; 2014: 124.2565; 2015: 67.4769; 2016: 78.0046; 2017: 55.1532; 2018: 47.7557
Note: Der angives ikke en importpris for halm, da halm betragtes som en lokal ressource.
| Eas CIF værdier | CRD | NGA | COA | 2010: HFO; 2012: DSL; 2013: GSL; 2014: KER; 2016: WPE; 2017: WCH; 2018: STR
2019-priser kr./GJ | bar: 2010 to 2018
|  | Råolie | Naturgas | Kul | 2010: Fuelolie; 2011: Gasolie; 2012: Diesel; 2013: Benzin; 2014: JP1; 2015: Træpiller (industri); 2016: Træpiller (konsum); 2017: Træflis; 2018: Halm; 2019: Inflation correction
| 2018 | 78.5929 | 53.4222 | 22.9358 | 2010: 67.7351; 2011: 101.5011; 2012: 101.5011; 2013: 102.4011; 2014: 99.5011; 2015: 69.4949; 2016: 69.4949; 2017: 45.1795; 2018: 41.6349; 2019: 1.0183
| 2019 | 72.6678 | 34.261 | 15.5328 | 2010: 61.821; 2011: 95.587; 2012: 95.587; 2013: 97.747; 2014: 92.997; 2015: 69.433; 2016: 79.7024; 2017: 45.1176; 2018: 41.6349; 2019: 0.9999
| 2020 | 71.1915 | 33.3978 | 12.9296 | 2010: 60.3411; 2011: 94.107; 2012: 94.107; 2013: 96.267; 2014: 91.517; 2015: 59.9102; 2016: 70.0588; 2017: 45.2484; 2018: 41.9624; 2019: 0.97787
| 2021 | 49.1811 | 31.5253 | 13.1661 | 2010: 38.357; 2011: 72.1229; 2012: 72.1229; 2013: 74.2829; 2014: 69.5329; 2015: 62.8543; 2016: 72.9699; 2017: 45.1903; 2018: 42.3759; 2019: 0.96453
| 2022 | 52.5813 | 32.7625 | 13.6735 | 2010: 41.7655; 2011: 75.5314; 2012: 75.5314; 2013: 77.6914; 2014: 72.9414; 2015: 63.1725; 2016: 73.2665; 2017: 45.3921; 2018: 42.7912; 2019: 0.94807
| 2023 | 54.89 | 33.3677 | 14.1739 | 2010: 44.0886; 2011: 77.8545; 2012: 77.8545; 2013: 80.0145; 2014: 75.2645; 2015: 62.4789; 2016: 72.5566; 2017: 45.6444; 2018: 43.2082; 2019: 0.93312
| 2024 | 56.5684 | 33.5671 | 14.6474 | 2010: 45.7868; 2011: 79.5527; 2012: 79.5527; 2013: 81.7127; 2014: 76.9627; 2015: 62.1423; 2016: 72.2105; 2017: 45.923; 2018: 43.6267; 2019: 0.92006
| 2025 | 57.7864 | 33.5061 | 14.5809 | 2010: 47.0233; 2011: 80.7892; 2012: 80.7892; 2013: 82.9492; 2014: 78.1992; 2015: 61.8404; 2016: 71.8981; 2017: 46.207; 2018: 44.0467; 2019: 0.90676
| 2026 | 59.1463 | 33.4676 | 14.5317 | 2010: 48.3887; 2011: 82.1547; 2012: 82.1547; 2013: 84.3147; 2014: 79.5647; 2015: 61.559; 2016: 71.655; 2017: 46.4197; 2018: 44.3035; 2019: 0.89032
| 2027 | 60.478 | 33.4429 | 14.4772 | 2010: 49.7269; 2011: 83.4928; 2012: 83.4928; 2013: 85.6528; 2014: 80.9028; 2015: 61.3046; 2016: 71.4388; 2017: 46.6311; 2018: 44.5604; 2019: 0.87426
| 2028 | 61.7032 | 33.4218 | 14.4132 | 2010: 50.958; 2011: 84.7239; 2012: 84.7239; 2013: 86.8839; 2014: 82.1339; 2015: 61.0751; 2016: 71.2476; 2017: 46.8399; 2018: 44.8176; 2019: 0.85823
| 2029 | 62.9896 | 33.4142 | 14.344 | 2010: 52.2508; 2011: 86.0167; 2012: 86.0167; 2013: 88.1767; 2014: 83.4267; 2015: 60.8798; 2016: 71.0904; 2017: 47.054; 2018: 45.075; 2019: 0.8427
| 2030 | 64.2091 | 33.4122 | 14.2665 | 2010: 53.4739; 2011: 87.2399; 2012: 87.2399; 2013: 89.3999; 2014: 84.6499; 2015: 60.7059; 2016: 70.9545; 2017: 47.2631; 2018: 45.3325; 2019: 0.82701
| 2031 | 63.9015 | 33.4582 | 14.2307 | 2010: 53.1678; 2011: 86.9337; 2012: 86.9337; 2013: 89.0937; 2014: 84.3437; 2015: 60.7043; 2016: 70.9835; 2017: 47.3632; 2018: 45.5495; 2019: 0.81076
| 2032 | 63.5939 | 33.5043 | 14.195 | 2010: 52.8609; 2011: 86.6269; 2012: 86.6269; 2013: 88.7869; 2014: 84.0369; 2015: 60.7025; 2016: 71.0123; 2017: 47.463; 2018: 45.7668; 2019: 0.79472
| 2033 | 63.2864 | 33.5504 | 14.1591 | 2010: 52.5553; 2011: 86.3212; 2012: 86.3212; 2013: 88.4812; 2014: 83.7312; 2015: 60.7005; 2016: 71.0408; 2017: 47.5627; 2018: 45.9362; 2019: 0.77922
| 2034 | 62.9788 | 33.5965 | 14.1234 | 2010: 52.2489; 2011: 86.0149; 2012: 86.0149; 2013: 88.1749; 2014: 83.4249; 2015: 60.6983; 2016: 71.0691; 2017: 47.6623; 2018: 46.092; 2019: 0.76391
| 2035 | 62.6712 | 33.6426 | 14.0876 | 2010: 51.9427; 2011: 85.7086; 2012: 85.7086; 2013: 87.8686; 2014: 83.1186; 2015: 60.6958; 2016: 71.0971; 2017: 47.7616; 2018: 46.2477; 2019: 0.74916
| 2036 | 62.3636 | 33.6887 | 14.052 | 2010: 51.6354; 2011: 85.4014; 2012: 85.4014; 2013: 87.5614; 2014: 82.8114; 2015: 60.6899; 2016: 71.1166; 2017: 47.8616; 2018: 46.3905; 2019: 0.73451
| 2037 | 62.056 | 33.7348 | 14.0162 | 2010: 51.3293; 2011: 85.0953; 2012: 85.0953; 2013: 87.2553; 2014: 82.5053; 2015: 60.6839; 2016: 71.1359; 2017: 47.9612; 2018: 46.5332; 2019: 0.72037
| 2038 | 61.7484 | 33.7808 | 13.9805 | 2010: 51.0225; 2011: 84.7884; 2012: 84.7884; 2013: 86.9484; 2014: 82.1984; 2015: 60.6777; 2016: 71.1549; 2017: 48.0606; 2018: 46.6759; 2019: 0.70635
| 2039 | 61.4408 | 33.8269 | 13.9447 | 2010: 50.7165; 2011: 84.4825; 2012: 84.4825; 2013: 86.6425; 2014: 81.8925; 2015: 60.6713; 2016: 71.1738; 2017: 48.1597; 2018: 46.8186; 2019: 0.69279
| 2040 | 61.1332 | 33.873 | 13.9089 | 2010: 50.4103; 2011: 84.1763; 2012: 84.1763; 2013: 86.3363; 2014: 81.5863; 2015: 60.6648; 2016: 71.1924; 2017: 48.2585; 2018: 46.9612; 2019: 0.67943
| 2041 | 60.8256 | 33.9191 | 13.8731 | 2010: 50.1041; 2011: 83.87; 2012: 83.87; 2013: 86.03; 2014: 81.28; 2015: 60.676; 2016: 60.676; 2017: 48.3776; 2018: 46.9612; 2019: 0.66633
| 2042 | 60.5181 | 33.9652 | 13.8366 | 2010: 49.801; 2011: 83.567; 2012: 83.567; 2013: 85.727; 2014: 80.977; 2015: 60.687; 2016: 60.687; 2017: 48.4963; 2018: 46.9612; 2019: 0.65407
| 2043 | 60.2105 | 34.0113 | 13.8002 | 2010: 49.498; 2011: 83.2639; 2012: 83.2639; 2013: 85.4239; 2014: 80.6739; 2015: 60.698; 2016: 60.698; 2017: 48.6146; 2018: 46.9612; 2019: 0.64203
| 2044 | 59.9029 | 34.0574 | 13.7637 | 2010: 49.1949; 2011: 82.9608; 2012: 82.9608; 2013: 85.1208; 2014: 80.3708; 2015: 60.7088; 2016: 60.7088; 2017: 48.7324; 2018: 46.9612; 2019: 0.63022
| 2045 | 59.5953 | 34.1034 | 13.7272 | 2010: 48.8919; 2011: 82.6578; 2012: 82.6578; 2013: 84.8178; 2014: 80.0678; 2015: 60.7195; 2016: 60.7195; 2017: 48.8497; 2018: 46.9612; 2019: 0.61862
| 2046 | 59.2877 | 34.1495 | 13.6908 | 2010: 48.5888; 2011: 82.3548; 2012: 82.3548; 2013: 84.5148; 2014: 79.7648; 2015: 60.7743; 2016: 60.7743; 2017: 49.0246; 2018: 46.9612; 2019: 0.60724
| 2047 | 58.9801 | 34.1956 | 13.6543 | 2010: 48.2858; 2011: 82.0517; 2012: 82.0517; 2013: 84.2117; 2014: 79.4617; 2015: 60.8288; 2016: 60.8288; 2017: 49.1987; 2018: 46.9612; 2019: 0.59607
| 2048 | 58.6725 | 34.2417 | 13.6178 | 2010: 47.9828; 2011: 81.7487; 2012: 81.7487; 2013: 83.9087; 2014: 79.1587; 2015: 60.8829; 2016: 60.8829; 2017: 49.3722; 2018: 46.9612; 2019: 0.5851
| 2049 | 58.3649 | 34.2878 | 13.5814 | 2010: 47.6797; 2011: 81.4457; 2012: 81.4457; 2013: 83.6057; 2014: 78.8557; 2015: 60.9367; 2016: 60.9367; 2017: 49.5449; 2018: 46.9612; 2019: 0.57433
| 2050 | 58.0573 | 34.3339 | 13.5449 | 2010: 47.3767; 2011: 81.1426; 2012: 81.1426; 2013: 83.3026; 2014: 78.5526; 2015: 60.9901; 2016: 60.9901; 2017: 49.7169; 2018: 46.9612; 2019: 0.56376
Tal bag figurer i KF22 forudsætningsnotat 3A Brændselspriser
Kul, råolie og naturgas i KF22
| kr./GJ (2021-priser) | Danske importpriser |  |  | 2010: An centralt værk; 2014: An decentralt værk
|  | Kul | Råolie | Naturgas | 2010: Kul; 2011: Fuelolie; 2012: Gasolie; 2013: Naturgas; 2014: Gasolie; 2015: Naturgas
| 2020 | 13.997 | 48.0477 | 22.8273 | 2010: 15.3611; 2011: 36.1968; 2012: 71.3173; 2013: 27.4422; 2014: 76.2535; 2015: 33.8918
| 2021 | 29.9452 | 77.0804 | 102.678 | 2010: 31.3093; 2011: 65.2295; 2012: 100.3499; 2013: 107.2929; 2014: 105.2862; 2015: 113.1852
| 2022 | 27.472 | 84.4371 | 130.3613 | 2010: 28.8361; 2011: 72.5862; 2012: 107.7066; 2013: 134.9762; 2014: 112.6429; 2015: 140.8685
| 2023 | 24.5873 | 82.2833 | 79.2965 | 2010: 25.9514; 2011: 70.4324; 2012: 105.5528; 2013: 83.9113; 2014: 110.489; 2015: 88.6891
| 2024 | 20.0209 | 79.1607 | 43.0249 | 2010: 21.385; 2011: 67.3098; 2012: 102.4302; 2013: 47.6398; 2014: 107.3665; 2015: 52.5289
| 2025 | 19.9913 | 76.2677 | 39.4806 | 2010: 21.3554; 2011: 64.4168; 2012: 99.5372; 2013: 44.0954; 2014: 104.4735; 2015: 49.0961
| 2026 | 20.2507 | 75.9632 | 41.0136 | 2010: 21.6148; 2011: 64.1123; 2012: 99.2327; 2013: 45.6284; 2014: 104.169; 2015: 50.7405
| 2027 | 20.5093 | 75.9499 | 42.5246 | 2010: 21.8734; 2011: 64.099; 2012: 99.2194; 2013: 47.1394; 2014: 104.1556; 2015: 52.363
| 2028 | 20.7576 | 76.0808 | 43.989 | 2010: 22.1217; 2011: 64.2299; 2012: 99.3503; 2013: 48.6038; 2014: 104.2866; 2015: 53.9389
| 2029 | 20.994 | 76.2376 | 45.4031 | 2010: 22.3581; 2011: 64.3868; 2012: 99.5072; 2013: 50.0179; 2014: 104.4434; 2015: 55.4644
| 2030 | 21.2206 | 76.3267 | 46.7726 | 2010: 22.5847; 2011: 64.4758; 2012: 99.5962; 2013: 51.3875; 2014: 104.5324; 2015: 56.9454
| 2031 | 21.2616 | 77.209 | 47.9713 | 2010: 22.6257; 2011: 65.3581; 2012: 100.4785; 2013: 52.5861; 2014: 105.4148; 2015: 58.2556
| 2032 | 21.3005 | 78.1093 | 49.1441 | 2010: 22.6646; 2011: 66.2584; 2012: 101.3788; 2013: 53.7589; 2014: 106.315; 2015: 59.5398
| 2033 | 21.3242 | 78.9265 | 50.254 | 2010: 22.6883; 2011: 67.0756; 2012: 102.196; 2013: 54.8689; 2014: 107.1323; 2015: 60.7612
| 2034 | 21.3465 | 79.7134 | 51.3414 | 2010: 22.7106; 2011: 67.8625; 2012: 102.9829; 2013: 55.9562; 2014: 107.9192; 2015: 61.8485
| 2035 | 21.357 | 80.4313 | 52.3764 | 2010: 22.7211; 2011: 68.5804; 2012: 103.7008; 2013: 56.9913; 2014: 108.637; 2015: 62.8836
| 97.6347 | 99.4046 | 100.9923 | 102.7269 | 2010: 104.4161; 2011: 105.7563; 2012: 108.3798; 2013: 109.8893; 2014: 111.2896; 2015: 112.6313; 2016: 113.8446; 2017: 115.396; 2018: 117.2616; 2019: 119.0443; 2020: 120.7059; 2021: 122.3012
| 95.4713 | 97.2412 | 98.8288 | 100.5635 | 2010: 102.2527; 2011: 103.5929; 2012: 106.2164; 2013: 107.7259; 2014: 109.1262; 2015: 110.4679; 2016: 111.6812; 2017: 113.2326; 2018: 115.0981; 2019: 116.8809; 2020: 118.5425; 2021: 120.1378
| 92.8829 | 94.6529 | 96.2405 | 97.9751 | 2010: 99.6644; 2011: 101.0046; 2012: 103.6281; 2013: 105.1376; 2014: 106.5378; 2015: 107.8795; 2016: 109.0929; 2017: 110.6442; 2018: 112.5098; 2019: 114.2925; 2020: 115.9542; 2021: 117.5495
| 74.2 | 74.1 | 74.6 | 76.3 | 2010: 77.9; 2011: 79.5; 2012: 81; 2013: 82.4; 2014: 83.7; 2015: 84.9; 2016: 86.1; 2017: 88; 2018: 89.9; 2019: 91.6; 2020: 93.2; 2021: 94.8
| Træpiller, træflis og halm i KF22 | WCH | WPE | STRAW
| kr./GJ (2021-priser) | Danske importpriser |  | An centralt værk | 2013: An decentralt værk
|  | Træflis | Træpiller | Halm | 2010: Træflis; 2011: Træpiller; 2012: Halm; 2013: Træflis; 2014: Træpiller
| 2020 | 48.8366 | 57.8991 | 44.0022 | 2010: 51.4044; 2011: 60.1425; 2012: 42.2421; 2013: 50.9912; 2014: 64.6987
| 2021 | 50.4974 | 67.7672 | 45.4615 | 2010: 53.1093; 2011: 70.0564; 2012: 43.6431; 2013: 51.8336; 2014: 74.849
| 2022 | 51.1961 | 83.3393 | 46.0669 | 2010: 53.8165; 2011: 85.6385; 2012: 44.2242; 2013: 52.26; 2014: 90.4979
| 2023 | 51.4648 | 79.4099 | 46.2911 | 2010: 54.0784; 2011: 81.7037; 2012: 44.4394; 2013: 52.5053; 2014: 86.5564
| 2024 | 51.6749 | 72.6484 | 46.4635 | 2010: 54.2798; 2011: 74.9349; 2012: 44.6049; 2013: 52.7277; 2014: 79.7718
| 2025 | 51.9047 | 72.1655 | 46.6534 | 2010: 54.5017; 2011: 74.4456; 2012: 44.7873; 2013: 52.9597; 2014: 79.2707
| 2026 | 52.1946 | 72.397 | 46.902 | 2010: 54.7921; 2011: 74.6743; 2012: 45.026; 2013: 53.2264; 2014: 79.5083
| 2027 | 52.4962 | 72.6457 | 47.1609 | 2010: 55.0945; 2011: 74.9204; 2012: 45.2745; 2013: 53.4977; 2014: 79.7653
| 2028 | 52.8068 | 72.9075 | 47.4278 | 2010: 55.4063; 2011: 75.1799; 2012: 45.5307; 2013: 53.7725; 2014: 80.0372
| 2029 | 53.1212 | 73.1742 | 47.698 | 2010: 55.7219; 2011: 75.4445; 2012: 45.7901; 2013: 54.0487; 2014: 80.3146
| 2030 | 53.4331 | 73.4363 | 47.966 | 2010: 56.0351; 2011: 75.7044; 2012: 46.0474; 2013: 54.3238; 2014: 80.5869
| 2031 | 53.7369 | 73.7099 | 48.2283 | 2010: 56.3414; 2011: 75.9765; 2012: 46.2991; 2013: 54.5253; 2014: 80.88
| 2032 | 54.0444 | 73.9888 | 48.4938 | 2010: 56.6516; 2011: 76.254; 2012: 46.554; 2013: 54.728; 2014: 81.1789
| 2033 | 54.3526 | 74.2682 | 48.7599 | 2010: 56.9625; 2011: 76.5319; 2012: 46.8095; 2013: 54.9307; 2014: 81.4783
| 2034 | 54.6615 | 74.5482 | 49.0266 | 2010: 57.2741; 2011: 76.8104; 2012: 47.0655; 2013: 55.1333; 2014: 81.7783
| 2035 | 54.9711 | 74.8286 | 49.2939 | 2010: 57.5863; 2011: 77.0894; 2012: 47.3221; 2013: 55.3359; 2014: 82.0787
Note on G5: Rikke Næraa: RAMSES data for 2010 ( from BF2012)
Note on G9: Olexandr Balyk: Same as in Ramses
Note on H9: Olexandr Balyk: Same as in Ramses
Note on I9: Olexandr Balyk: Same as in Ramses
Note on J9: Olexandr Balyk: Same as in Ramses
Note on K9: Olexandr Balyk: Same as in Ramses
Note on L9: Olexandr Balyk: Same as in Ramses
Note on M9: Olexandr Balyk: Same as in Ramses
Note on N9: Olexandr Balyk: Same as in Ramses
Note on O9: Olexandr Balyk: Same as in Ramses
Note on G13: Kristoffer Steen Andersen: It is assumed that biogas is prices triple of natural gas!!
Note on H13: Kristoffer Steen Andersen: It is assumed that biogas is prices double of natural gas!!
Note on I13: Kristoffer Steen Andersen: It is assumed that biogas is prices double of natural gas!!
Note on J13: Kristoffer Steen Andersen: It is assumed that biogas is prices double of natural gas!!
Note on K13: Kristoffer Steen Andersen: It is assumed that biogas is prices double of natural gas!!
Note on L13: Kristoffer Steen Andersen: It is assumed that biogas is prices double of natural gas!!
Note on M13: Kristoffer Steen Andersen: It is assumed that biogas is prices double of natural gas!!
Note on N13: Kristoffer Steen Andersen: It is assumed that biogas is prices double of natural gas!!
Note on O13: Kristoffer Steen Andersen: It is assumed that biogas is prices double of natural gas!!
Note on G26: Kristoffer Steen Andersen: It is assumed that LPG is prices double of natural gas!!
Note on G127: Rikke Næraa: RAMSES data for 2010 ( from BF2012)
Note on J242: Christian Bang: DDHA in 2013 DKK: 48.0
Note on J246: Christian Bang: DDHA in 2013 DKK: Average - 72, Weigted average a deal lower.
Note on D249: Christian Bang: Has not been investigated thouroughly in this study.
Note on J252: Christian Bang: DDHA in 2013 DKK: 41.9
Note on J291: János Hethey: Forskel jf. ENS forudsætninger
Note on K291: János Hethey: Forskel jf. ENS forudsætninger

## ETS_NETS_Prices
~FI_T: COST
CommName | CURR | Attribute | 2010 | 2011 | 2012 | 2013 | 2014 | 2015 | 2016 | 2017 | 2018 | 2019 | 2020 | 2021 | 2022 | 2023 | 2024 | 2025 | 2026 | 2027 | 2028 | 2029 | 2030 | 2031 | 2032 | 2033 | 2034 | 2035 | 2036 | 2037 | 2038 | 2039 | 2040 | 2041 | 2042 | 2043 | 2044 | 2045 | 2046 | 2047 | 2048 | 2049 | 2050
*Commodity Name | Currency unit |  | Mkr14/Kton | Mkr14/Kton | Mkr14/Kton | Mkr14/Kton | Mkr14/Kton | Mkr14/Kton | Mkr14/Kton | Mkr14/Kton | Mkr14/Kton | Mkr14/Kton | Mkr14/Kton | Mkr14/Kton | Mkr14/Kton | Mkr14/Kton | Mkr14/Kton | Mkr14/Kton | Mkr14/Kton | Mkr14/Kton | Mkr14/Kton | Mkr14/Kton | Mkr14/Kton | Mkr14/Kton | Mkr14/Kton | Mkr14/Kton | Mkr14/Kton | Mkr14/Kton | Mkr14/Kton | Mkr14/Kton | Mkr14/Kton | Mkr14/Kton | Mkr14/Kton | Mkr14/Kton | Mkr14/Kton | Mkr14/Kton | Mkr14/Kton | Mkr14/Kton | Mkr14/Kton | Mkr14/Kton | Mkr14/Kton | Mkr14/Kton | Mkr14/Kton
ETSCO2 | MKr14 | COM_TAXNET | 0.12957 | 0.11647 | 0.0629 | 0.0349 | 0.0444 | 0.0556 | 0.039341 | 0.040423 | 0.041386 | 0.19575 | 0.21443 | 0.25417 | 0.26172 | 0.2695 | 0.27751 | 0.28576 | 0.29426 | 0.30301 | 0.31201 | 0.32129 | 0.33084 | 0.33084 | 0.33084 | 0.33084 | 0.33084 | 0.33275 | 0.34264 | 0.35282 | 0.36331 | 0.37411 | 0.38523 | 0.39416 | 0.40309 | 0.41202 | 0.42094 | 0.42987 | 0.4388 | 0.44773 | 0.45666 | 0.46558 | 0.47451
NETSCO2 | MKr14 | COM_TAXNET | 0.1637 | 0.1657 | 0.1648 | 0.165 | 0.1669 | 0.1682 | 0.16773 | 0.16773 | 0.16773 | 0.19575 | 0.21443 | 0.2208 | 0.22736 | 0.23412 | 0.24108 | 0.24825 | 0.25563 | 0.26323 | 0.27105 | 0.27911 | 0.28741 | 0.29595 | 0.30475 | 0.31381 | 0.32314 | 0.33275 | 0.34264 | 0.35282 | 0.36331 | 0.37411 | 0.38523 | 0.39416 | 0.40309 | 0.41202 | 0.42094 | 0.42987 | 0.4388 | 0.44773 | 0.45666 | 0.46558 | 0.47451
(DKK2014/ton) |  |  | 2010 | 2011 | 2012 | 2013 | 2014 | 2015 | 2016 | 2017 | 2018 | 2019 | 2020 | 2021 | 2022 | 2023 | 2024 | 2025 | 2026 | 2027 | 2028 | 2029 | 2030 | 2031 | 2032 | 2033 | 2034 | 2035 | 2036 | 2037 | 2038 | 2039 | 2040 | 2041 | 2042 | 2043 | 2044 | 2045 | 2046 | 2047 | 2048 | 2049 | 2050
ETSCO2-price |  |  | 129.57 | 116.47 | 62.9 | 34.9 | 44.4 | 55.6 | 39.3405 | 40.4235 | 41.3859 | 195.7464 | 214.4258 | 254.1662 | 261.722 | 269.5024 | 277.514 | 285.7638 | 294.2588 | 303.0064 | 312.014 | 321.2894 | 330.8406 | 330.8406 | 330.8406 | 330.8406 | 330.8406 | 332.7451 | 342.6367 | 352.8225 | 363.311 | 374.1114 | 385.2328 | 394.1608 | 403.0888 | 412.0168 | 420.9448 | 429.8728 | 438.8008 | 447.7288 | 456.6568 | 465.5848 | 474.5128
Source: "samfundsøkonomiske beregningsforudsætninger 2017" ENS
Extrapolated from 2040 up till 2050 with the estimated valuyes given by the DEA
Tabel I: | TIMES_DK: Generic level of CO2-duty on fuels not covered by ETS
Scen-file: | VT_DK_SUP_V1p10
Source: | Ministry of Taxasion [DEA tax spreadsheet]
Note: | Adjustment to 2014-kr has been done using Ministry of Finance 2015 Converge programme (March of 2015)
Dato: | 2016-03-01
Tax name: | CO2-afgift
(DKK2014/ton) |  |  | 2010 | 2011 | 2012 | 2013 | 2014 | 2015 | 2016 | 2017 | 2018 | 2019 | 2020 | 2021 | 2022 | 2023 | 2024 | 2025 | 2026 | 2027 | 2028 | 2029 | 2030 | 2031 | 2032 | 2033 | 2034 | 2035 | 2036 | 2037 | 2038 | 2039 | 2040 | 2041 | 2042 | 2043 | 2044 | 2045 | 2046 | 2047 | 2048 | 2049 | 2050
CO2-duty (NETS CO2 price) |  |  | 163.7 | 165.7 | 164.8 | 165 | 166.9 | 168.2 | 167.7346 | 167.7346 | 167.7346 | 195.7464 | 214.4258 | 220.8 | 227.3639 | 234.1229 | 241.0827 | 248.2496 | 255.6294 | 263.2286 | 271.0537 | 279.1115 | 287.4088 | 295.9527 | 304.7507 | 313.8102 | 323.139 | 332.7451 | 342.6367 | 352.8225 | 363.311 | 374.1114 | 385.2328 | 394.1608 | 403.0888 | 412.0168 | 420.9448 | 429.8728 | 438.8008 | 447.7288 | 456.6568 | 465.5848 | 474.5128
[7 empty] | NETSCO2 |  | 171.4 | DKK/Ton | 2016
Source: Energistyrelsens samfundsøkonomiske beregningsforudsætninger 2017 (til høring)
|  | 2017-priser (kr./ton) | 2010 | 2011 | 2012 | 2013 | 2014 | 2015 | 2016 | 2017 | 2018 | 2019 | 2020 | 2021 | 2022 | 2023 | 2024 | 2025 | 2026 | 2027 | 2028 | 2029 | 2030 | 2031 | 2032 | 2033 | 2034 | 2035 | 2036 | 2037 | 2038 | 2039 | 2040
|  | CO2 kvotepris 2017kr/ton | [7 empty] | 42 | 43 | 44 | 46 | 47 | 50 | 52 | 55 | 58 | 61 | 65 | 69 | 73 | 77 | 81 | 86 | 91 | 97 | 103 | 109 | 115 | 122 | 129 | 137
|  | PYF (BVT-Deflator) | 0.905 | 0.91 | 0.936 | 0.952 | 0.961 | 0.976 | 0.982 | 1 | 1.02 | 1.042 | 1.065 | 1.087 | 1.107 | 1.13 | 1.153 | 1.178 | 1.201 | 1.225 | 1.25 | 1.274 | 1.299 | 1.325 | 1.351 | 1.377 | 1.404 | 1.432 | 1.46 | 1.488 | 1.517 | 1.546 | 1.576 | 1.6066 | 1.6377 | 1.6695 | 1.7019 | 1.7349 | 1.7686 | 1.8029 | 1.8379 | 1.8735 | 1.9099
|  | CO2 kvotepris 2014kr/ton | [7 empty] | 40.4235 | 41.3859 | 42.3484 | 44.2733 | 45.2358 | 48.1232 | 50.0481 | 52.9355 | 55.8229 | 58.7103 | 62.5602 | 66.41 | 70.2599 | 74.1097 | 77.9596 | 82.7719 | 87.5842 | 93.359 | 99.1338 | 104.9086 | 110.6833 | 117.4206 | 124.1578 | 131.8576
Tabel 14: Skøn for priser på CO2 | bar: 2010
| 2019-priser kr./ton | Skøn for CO2-kvotepris | 2010: Skøn for pris på CO2-udledninger uden for kvotesektoren
| 2019 | 195.7464 | 2010: 195.7464
| 2020 | 214.4258 | 2010: 214.4258
| 2021 | 220.8 | 2010: 254.1662
| 2022 | 227.3639 | 2010: 261.722
| 2023 | 234.1229 | 2010: 269.5024
| 2024 | 241.0827 | 2010: 277.514
| 2025 | 248.2496 | 2010: 285.7638
| 2026 | 255.6294 | 2010: 294.2588
| 2027 | 263.2286 | 2010: 303.0064
| 2028 | 271.0537 | 2010: 312.014
| 2029 | 279.1115 | 2010: 321.2894
| 2030 | 287.4088 | 2010: 330.8406
| 2031 | 295.9527 | 2010: 330.8406
| 2032 | 304.7507 | 2010: 330.8406
| 2033 | 313.8102 | 2010: 330.8406
| 2034 | 323.139 | 2010: 330.8406
| 2035 | 332.7451 | 2010: 332.7451
| 2036 | 342.6367 | 2010: 342.6367
| 2037 | 352.8225 | 2010: 352.8225
| 2038 | 363.311 | 2010: 363.311
| 2039 | 374.1114 | 2010: 374.1114
| 2040 | 385.2328 | 2010: 385.2328
| Kilder: | Skøn for kvotepris: Finansministeriet, september 2019.
Skøn for omkostninger for CO2-udledning uden for kvotesektoren: EU’s Impact Assessment for 2030-pakken (http://eur-lex.europa.eu/legal-content/EN/TXT/PDF/?uri=CELEX:52014SC0015&from=EN). Efter 2030 er omkostningen for CO2-udledning uden for kvotesektoren fastholdt på samme niveau, indtil kvoteprisen når dette niveau.
Note 1: Alle prisskøn i denne tabel er angivet i faktorpriser, og skal derfor ganges med nettoafgiftsfaktoren for at blive angivet i forbrugerpriser.
Note on F4: Rikke Næraa: RAMSES data for 2010 ( from BF2012)
Note on G4: Rikke Næraa: RAMSES data for 2010 ( from BF2012)
Note on H4: Rikke Næraa: RAMSES data for 2010 ( from BF2012)
Note on I4: Rikke Næraa: RAMSES data for 2010 ( from BF2012)
Note on J4: Rikke Næraa: RAMSES data for 2010 ( from BF2012)
Note on K4: Rikke Næraa: RAMSES data for 2010 ( from BF2012)
Note on L4: Rikke Næraa: RAMSES data for 2010 ( from BF2012)
Note on M4: Rikke Næraa: RAMSES data for 2010 ( from BF2012)
Note on N4: Rikke Næraa: RAMSES data for 2010 ( from BF2012)
Note on O4: Rikke Næraa: RAMSES data for 2010 ( from BF2012)
Note on P4: Rikke Næraa: RAMSES data for 2010 ( from BF2012)
Note on Q4: Rikke Næraa: RAMSES data for 2010 ( from BF2012)
Note on R4: Rikke Næraa: RAMSES data for 2010 ( from BF2012)
Note on S4: Rikke Næraa: RAMSES data for 2010 ( from BF2012)
Note on T4: Rikke Næraa: RAMSES data for 2010 ( from BF2012)
Note on U4: Rikke Næraa: RAMSES data for 2010 ( from BF2012)
Note on V4: Rikke Næraa: RAMSES data for 2010 ( from BF2012)
Note on W4: Rikke Næraa: RAMSES data for 2010 ( from BF2012)
Note on X4: Rikke Næraa: RAMSES data for 2010 ( from BF2012)
Note on Y4: Rikke Næraa: RAMSES data for 2010 ( from BF2012)
Note on Z4: Rikke Næraa: RAMSES data for 2010 ( from BF2012)
Note on AA4: Rikke Næraa: RAMSES data for 2010 ( from BF2012)
Note on AB4: Rikke Næraa: RAMSES data for 2010 ( from BF2012)
Note on AC4: Rikke Næraa: RAMSES data for 2010 ( from BF2012)
Note on AD4: Rikke Næraa: RAMSES data for 2010 ( from BF2012)
Note on AE4: Rikke Næraa: RAMSES data for 2010 ( from BF2012)
Note on AF4: Rikke Næraa: RAMSES data for 2010 ( from BF2012)
Note on AG4: Rikke Næraa: RAMSES data for 2010 ( from BF2012)
Note on AH4: Rikke Næraa: RAMSES data for 2010 ( from BF2012)
Note on AI4: Rikke Næraa: RAMSES data for 2010 ( from BF2012)
Note on AJ4: Rikke Næraa: RAMSES data for 2010 ( from BF2012)
Note on AK4: Rikke Næraa: RAMSES data for 2010 ( from BF2012)
Note on AL4: Rikke Næraa: RAMSES data for 2010 ( from BF2012)
Note on AM4: Rikke Næraa: RAMSES data for 2010 ( from BF2012)
Note on AN4: Rikke Næraa: RAMSES data for 2010 ( from BF2012)
Note on AO4: Rikke Næraa: RAMSES data for 2010 ( from BF2012)
Note on AP4: Rikke Næraa: RAMSES data for 2010 ( from BF2012)
Note on AQ4: Rikke Næraa: RAMSES data for 2010 ( from BF2012)
Note on AR4: Rikke Næraa: RAMSES data for 2010 ( from BF2012)
Note on AS4: Rikke Næraa: RAMSES data for 2010 ( from BF2012)
Note on K24: Jannick Hauschildt Buhl: SKM analysis nr. 3 page 32.

## Refineries
[7 empty] | Legend | TIMES-DK data
New refinery structure based on EUROstats and danish refinary data to determine overall efficiency
~FI_T: DE1
TechName | Region | TechDesc | Comm-IN-A | Comm-IN | Comm-OUT | CURR | Share-O~UP | Share-O~UP~2012 | Share~UP~2015 | Share~UP~2018 | Share~UP~0 | Input | Input~2012 | Input~2015 | Input~2018 | Input~2020 | EFF | EFF~2012 | EFF~2015 | EFF~2018 | VAROM | FLO_COST | FLO_EMIS~SUPCO2 | BNDACT~FX~DE1 | BNDACT~FX~2015~DE1 | BNDACT~FX~2019~DE1 | BNDACT~FX~2020~DE1 | BNDACT~LO~2025~DE1 | BNDACT~LO~2030~DE1 | BNDACT~LO~2035~DE1
* | \I: | *Refinery Name | Auxilary input fuels | Primary input fuels | Fuel Produced | Ref Currency | Input CRD share / Base year | Input CRD share / 2012 | Input CRD share from 2015 |  |  | Fuel input level | Fuel input level | Fuel input level | Fuel input level |  | Efficiency (INPUT/OUTPUT) | Efficiency | Efficiency | Efficiency | Variable O&M (Mkr/PJ) | Commodity Cost | Emission Coefficient (kt/PJ) | Crude level 2010 (PJ) | Crude max. Flow level from 2015 | Crude max. Flow level from 2015 | Crude max. Flow level from 2015 | Crude max. Flow level from 2015 | Crude max. Flow level from 2015 | Crude max. Flow level from 2015
SREFDE1 | DE1 | Refinery Azerbaijan 1 |  | CRD | [12 empty] | 1 | 1 | 1 | 1 |  |  |  | 105.6674 | 102.6071 | 81.9071 | 81.9071 | 81.9071 | 0 | 0
[5 empty] | KER | MKr13 | 0.03 | 0.04 | 0.04 | 0.04 | 5 | [10 empty] | 13.7
[5 empty] | OTH | MKr13 | 0.04 | 0.06 | 0.07 | 0.07 | 5 | [10 empty] | 3.9
[5 empty] | NGA | MKr13 | 0.02 | 0.02 | 0.02 | 0.02 | 5 | [10 empty] | 3.9
[5 empty] | LPG | MKr13 | 0.31 | 0.29 | 0.31 | 0.3 | 5 | [10 empty] | 3.9
[5 empty] | LVN | MKr13 | 0.16 | 0.11 | 0.11 | 0.09 | 5 | [10 empty] | 3.9
[5 empty] | GSL | MKr13 | 0.16 | 0.18 | 0.17 | 0.18 | 5 | [10 empty] | 17.6
[5 empty] | DSL | MKr13 | 0.27 | 0.3 | 0.28 | 0.31 | 5 | [10 empty] | 16.5
[5 empty] | HFO | MKr13 | 0.02 | 0.01 | 0.01 | 0.01 | 5 | [10 empty] | -11.8
|  |  | SUPCRD | [8 empty] | 0.06 | 0.08 | 0.06 | 0.06 | 0.06
|  |  | SUPELC | [8 empty] | 0.041972 | 0.028338 | 0.041972 | 0.041972 | 0.038564
SUPHETC
|  |  | SUPLVN | [8 empty] | 0 | 0 | 0 | 0 | 0
|  |  | SUPNGA | [8 empty] | 0.018451 | 0.012457 | 0.018451 | 0.018451 | 0.016953
Old Refinery structure
[5 empty] | DAct~FI_T | [36 empty] | Share between DE1 and NO2
TechName | TechDesc | Comm-IN-A | Comm-IN | Comm-OUT | CURR | Share-O~UP | Share-O~UP~2011 | Share-O~UP~2012 | Share-O~UP~2013 | Share-O~UP~2014 | Input | Input~2011 | Input~2012 | Input~2013 | Input~2014 | EFF | EFF~2011 | EFF~2012 | EFF~2013 | EFF~2014 | BNDACT~UP~DE1 | BNDACT~UP~2011~DE1 | BNDACT~UP~2012~DE1 | BNDACT~UP~2013~DE1 | BNDACT~UP~2014~DE1 | BNDACT~UP~NO2 | BNDACT~UP~2011~NO2 | BNDACT~UP~2012~NO2 | BNDACT~UP~2013~NO2 | BNDACT~UP~2014~NO2 | VAROM | FLO_COST | FLO_EMIS~SUPCO2 | EFF~2015 | Share~UP~2015 | Share~LO~2015 | Share~LO~0 | Share~UP~0 | BNDACT~UP~2015~DE1 | BNDACT~UP~2015~NO2 | BNDACT~UP~0 | BNDACT~LO~0 | Refinery relaxation factor
| *Refinery Name | Auxilary input fuels | Primary input fuels | Fuel Produced | Ref Currency | Output share / Base year | Output share / 2011 | Output share / 2012 | Output share / 2013 | Output share / 2014 | Fuel input level |  |  |  |  | Efficiency (INPUT/OUTPUT) | Efficiency | Efficiency | Efficiency | Efficiency | Crude level 2010 (PJ) DE1 | Crude level 2010 (PJ) DE1 | Crude level 2010 (PJ) DE1 | Crude level 2010 (PJ) DE1 | Crude level (PJ) NO2 | Crude level 2010 (PJ) DE1 | Crude level (PJ) NO2 | Crude level (PJ) NO2 | Crude level (PJ) NO2 | Crude level (PJ) NO2 | Variable O&M (Mkr/PJ) | Commodity Cost | Emission Coefficient (kt/PJ) | Efficiency from 2015 | Upper Input share from 2015 | Lower Input share from 2015 | Interpolation | Interpolation | Crude max. Flow level from 2015 DKE | Crude max. Flow level from 2015 DKW | Interpolation Rule | Interpolation Rule | % | DE1 | NO2
FT-GRDELCMID | Power transmission line medium voltage |  | CRD | [12 empty] | 1 | 1 | 1 | 1 | 1 | 456.405 | 507.795 | 487.4955 | 519.432 | 466.2795 | 152.135 | 169.265 | 162.4985 | 173.144 | 155.4265 | [8 empty] | 571.3752 | 190.4584 | 5 | 5 | 10% | 0.75 | 0.25
|  |  |  | LPG | MKr13 | 0.031209 | 0.02951 | 0.031813 | 0.033228 | 0.028425 | [21 empty] | 3.9 |  |  | 0.033228 | 0.028425 | 5 | 5
|  |  |  | LVN | MKr13 | 0.11579 | 0.10256 | 0.13422 | 0.1216 | 0.11626 | [21 empty] | 3.9 |  |  | 0.13422 | 0.10256 | 5 | 5
|  |  |  | GSL | MKr13 | 0.25587 | 0.2663 | 0.25828 | 0.25525 | 0.24398 | [21 empty] | 17.6 |  |  | 0.2663 | 0.24398 | 5 | 5
|  |  |  | KER | MKr13 | 0.04867 | 0.056928 | 0.049846 | 0.051603 | 0.0448 | [21 empty] | 13.7 |  |  | 0.056928 | 0.0448 | 5 | 5
|  |  |  | DSL | MKr13 | 0.42027 | 0.43585 | 0.42418 | 0.43771 | 0.45279 | [21 empty] | 16.5 |  |  | 0.45279 | 0.42027 | 5 | 5
|  |  |  | HFO | MKr13 | 0.1282 | 0.10884 | 0.10166 | 0.10061 | 0.11375 | [21 empty] | -11.8 |  |  | 0.1282 | 0.10061 | 5 | 5
|  | SUPCRD | [8 empty] | 0.0012785 | 0.00055121 | 0.0014174 | 0.00099872 | 0.00077428
SUPELC
SUPHETC
[5 empty] | Check | 1 | 1 | 1 | 1 | 1
Data source on refinary costs for Denmark: TIMES-DK
Welfare economic prices of coal, petroleum products and natural gas
Ea Energy Analyses, 7/3-2014
|  | Refinery Margin | Refining cost | Product premium | Total flow cost
|  | DKK 2013 / GJ | DKK 2013 / GJ | DKK 2013 / GJ | DKK 2013 / GJ
| LPG | 4.1 | 7.8 | -8 | 3.9
| LVN | 4.1 | 7.8 | -8 | 3.9
| GSL | 4.1 | 7.8 | 5.7 | 17.6
| KER | 4.1 | 7.8 | 1.8 | 13.7
| DSL | 4.1 | 7.8 | 4.6 | 16.5
| HFO | 4.1 | 7.8 | -23.7 | -11.8
Refinary margin and refining costs are used as operating costs in TIMES-DK for refineries.
To vary the cost between outputs from the plants, information on average annual product premium are used
[7 empty] | Source: | Welfare economic prices of coal, petroleum products and natural gas, EA Energianalyse 2014, p. 28
[7 empty] | Link: | http://www.ens.dk/info/tal-kort/fremskrivninger-analyser-modeller/samfundsokonomiske-beregnings-forudsaetninger
Note on AR28: Maurizio Gargiulo: TO BE REVIEWED
Note on AH29: Maurizio Gargiulo: I think these costs should be reviewed.
Note on AK29: Maurizio Gargiulo: ASSUMPTION From 2015 the upper share is based on the Max of 2010-2014
Note on AL29: Maurizio Gargiulo: ASSUMPTION From 2015 the lower share is based on the Max of 2010-2014
Note on M39: Maurizio Gargiulo: NO AVAILABLE DATA ON AUXILIARY INPUT

## Emis
* Values associate with commodities
Commodity Emissions
kg/GJ = kt/PJ
|  | Nat. Gas |  | Coal | Diesel | Heavy Fuel Oil | LPG | Waste | Mining crude oil | Mining Natural gas
*Units |  | kg/GJ |  | kg/GJ | kg/GJ | kg/GJ | kg/GJ | kg/GJ | kg/GJ | kg/GJ
~COMEMI
TechName | CommName | SUPNGA | SUPCRD | SUPCOA | SUPDSL | SUPHFO | SUPLPG | SUPWST | MCRD | MNGA
| SUPCO2 | 56.95 | 79.28 | 94.6 | 74 | 79.28 | 63.1
| SUPCO2W | [6 empty] | 0
| MINCO2 | [7 empty] | 0 | 0 |  | Based on NO studies on oil and gas extractions | https://www.ssb.no/en/forskning/discussion-papers/_attachment/225118
[10 empty] | 55 | kg CO2
[10 empty] | 42 | GJ/toe
Rafs 25 Jan 2018
The table contained in the TIMES-DK version was disabled because not clear its function. We can define emissions linked to the activity of refineries and to the activity of oil and gas extraction (flares), but so far, this is neglected
Martin Hagberg 2019-10-01
Activated table . In other files there are SUP* fuel production technologies using fossil fuels that should give CO2 emissions.
Put "0" for WST because this waste fraction represents organic waste for biogas production.
Mibsi 11/10-19
The table is used from TIMES-DK, Simplified to have seperate SUP fuelsand allocated SUP emissions

## 35 (2)
* PARAMETER XKFX contains the intital electrical transmission capacities
* between pairs of regions.
* Units: MW.
* The electrical transmission capacity is the capacity
* disregarding an eventual loss (see the table XLOSS).
* Thus, if there is a loss, a maximum of XCAPINIT MW may be sent into
* the transmisison line, but at most (XCAPINIT*XLOSS) MW may be extracted.
* data sources nordic countries: http://nordpoolspot.com/globalassets/download-center/tso/max_ntc_-valid-from-3-july-2014.pdf
*
* Capacities for 2016 are based on Nordpool NTC map, Nordic ETP and ENTSO-e TYNDP 2018.
* Capacities beyond 2016 are based on ENTSO-E TYNDP 2018
* Last update: 09.04.2019, Gustav
* Germany separated in four regions according to the major bottlenecks (Frauke 6.2.18)
TABLE XKFX(YYY,IRRRE,IRRRI) 'Initial transmission capacity between regions'
|  |  | BE | DE4-N | DE4-W | DE4-E | DE4-S | DK1 | DK2 | EE | FIN | FR | UK | LT | LV | NL | NO1 | NO2 | NO3 | NO4 | NO5 | PL | SE1 | SE2 | SE3 | SE4 | IT | CH | AT | CZ | ES | PT
2016 | . | BE | [9 empty] | 1800 |  |  |  | 2400
2016 | . | DE4-N |  |  | 8634 | 3010 |  | 1500 | [17 empty] | 600
2016 | . | DE4-W |  | 8634 |  | 6020 | 14416 | [8 empty] | 3900
2016 | . | DE4-E |  | 3010 | 6020 |  | 3010 |  | 600 | [12 empty] | 500 | [7 empty] | 750
2016 | . | DE4-S |  |  | 14416 | 3010 | [5 empty] | 2300 | [15 empty] | 2700 | 5000 | 750
2016 | . | DK1 |  | 1780 |  |  |  |  | 590 | [8 empty] | 1632 | [6 empty] | 740
2016 | . | DK2 |  |  |  | 585 |  | 600 | [17 empty] | 1700
2016 | . | EE | [8 empty] | 1016 |  |  |  | 1000
2016 | . | FIN | [7 empty] | 1016 | [12 empty] | 1100 |  | 1200
2016 | . | FR | 3300 |  |  |  | 1800 | [5 empty] | 2000 | [13 empty] | 4400 | 3150 |  |  | 2600
2016 | . | UK | [9 empty] | 2000 |  |  |  | 1000
2016 | . | LT | [12 empty] | 684 | [6 empty] | 500 |  |  |  | 700
2016 | . | LV | [7 empty] | 879 |  |  |  | 1234
2016 | . | NL | 1400 |  | 3100 | [7 empty] | 1000 |  |  |  |  | 700
2016 | . | NO1 | [15 empty] | 2200 | 500 |  | 300 |  |  |  | 2145
2016 | . | NO2 | [5 empty] | 1632 | [7 empty] | 700 | 3500 |  |  |  | 500
2016 | . | NO3 | [14 empty] | 500 |  |  | 200 | 200 |  |  | 600
2016 | . | NO4 | [16 empty] | 1000 |  |  |  | 700 | 250
2016 | . | NO5 | [14 empty] | 3900 | 600 | 200
2016 | . | PL |  |  |  | 2500 | [7 empty] | 500 | [11 empty] | 600 |  |  |  | 800
2016 | . | SE1 | [8 empty] | 1500 | [8 empty] | 600 |  |  |  | 3300
2016 | . | SE2 | [16 empty] | 1000 | 300 |  |  | 3300 |  | 7300
2016 | . | SE3 | [5 empty] | 680 |  |  | 1200 | [5 empty] | 2095 | [6 empty] | 7300 |  | 5300
2016 | . | SE4 |  | 600 |  |  |  |  | 1300 |  |  |  |  | 700 | [7 empty] | 600 |  |  | 2000
2016 | . | IT | [9 empty] | 2310 | [15 empty] | 1910 | 235
2016 | . | CH |  |  |  |  | 4600 |  |  |  |  | 1300 | [14 empty] | 4240 |  | 1200
2016 | . | AT |  |  |  |  | 5000 | [19 empty] | 405 | 1200 |  | 900
2016 | . | CZ |  |  |  | 1050 | 1050 | [14 empty] | 600 | [6 empty] | 800
2016 | . | ES | [9 empty] | 2700 | [19 empty] | 3600
2016 | . | PT | [28 empty] | 3000
;
XKFX(YYY,IRRRE,IRRRI)$(YYY.VAL GT 2016) = XKFX('2016',IRRRE,IRRRI);
* Upgrades before 2020
XKFX(YYY,'BE','DE4-W')$(YVALUE(YYY) GE 2020) = XKFX(YYY,'BE','DE4-W') + 1000; | [32 empty] | !! Project name: ALEGrO 100 km HVDC
XKFX(YYY,'DE4-W','BE')$(YVALUE(YYY) GE 2020) = XKFX(YYY,'DE4-W','BE') + 1000; | [32 empty] | !! Source: https://tyndp.entsoe.eu/tyndp2018/projects/projects/92
XKFX(YYY,'BE','UK')$(YVALUE(YYY) GE 2019) = XKFX(YYY,'BE','UK') + 1000; | [32 empty] | !! Project name: NEMO Link HVDC
XKFX(YYY,'UK','BE')$(YVALUE(YYY) GE 2019) = XKFX(YYY,'UK','BE') + 1000; | [32 empty] | !! Source: https://tyndp.entsoe.eu/tyndp2018/projects/projects/74
XKFX(YYY,'DE4-E','DK2')$(YVALUE(YYY) GE 2019) = XKFX(YYY,'DE4-E','DK2') + 400; | [32 empty] | !! Project name: Kriegers Flak CGS
XKFX(YYY,'DK2','DE4-E')$(YVALUE(YYY) GE 2019) = XKFX(YYY,'DK2','DE4-E') + 400; | [32 empty] | !! Source: https://tyndp.entsoe.eu/tyndp2018/projects/projects/36
XKFX(YYY,'DE4-W','NL')$(YVALUE(YYY) GE 2018) = XKFX(YYY,'DE4-W','NL') + 350; | [32 empty] | !! Project name: Meeden Diele & Niederrhein Doetinchem
XKFX(YYY,'NL','DE4-W')$(YVALUE(YYY) GE 2018) = XKFX(YYY,'NL','DE4-W') + 1150; | [32 empty] | !! Source: https://tyndp.entsoe.eu/tyndp2018/projects/projects/245 , https://tyndp.entsoe.eu/tyndp2018/projects/projects/113 , https://tyndp.entsoe.eu/Documents/TYNDP%20documents/TYNDP2018/consultation/Main%20Report/TYNDP18%20Exec%20Report%20appendix.pdf
XKFX(YYY,'DE4-N','NO2')$(YVALUE(YYY) GE 2020) = XKFX(YYY,'DE4-N','NO2') + 1400; | [32 empty] | !! Project name: Nordlink
XKFX(YYY,'NO2','DE4-N')$(YVALUE(YYY) GE 2020) = XKFX(YYY,'NO2','DE4-N') + 1400; | [32 empty] | !! Source: https://tyndp.entsoe.eu/tyndp2018/projects/projects/37
XKFX(YYY,'DE4-N','DK1')$(YVALUE(YYY) GE 2020) = XKFX(YYY,'DE4-N','DK1') + 1000; | [32 empty] | !! Project name: DKW-DE, step 3
XKFX(YYY,'DK1','DE4-N')$(YVALUE(YYY) GE 2020) = XKFX(YYY,'DK1','DE4-N') + 740; | [32 empty] | !! Source: https://tyndp.entsoe.eu/tyndp2018/projects/projects/39
XKFX(YYY,'DK1','NL')$(YVALUE(YYY) GE 2019) = XKFX(YYY,'DK1','NL') + 700; | [32 empty] | !! Project name: COBRA cable VSC DC
XKFX(YYY,'NL','DK1')$(YVALUE(YYY) GE 2019) = XKFX(YYY,'NL','DK1') + 700; | [32 empty] | !! Source: https://tyndp.entsoe.eu/tyndp2018/projects/projects/71
XKFX(YYY,'LT','LV')$(YVALUE(YYY) GE 2020) = XKFX(YYY,'LT','LV') + 516; | [32 empty] | !! Difference between Nordpool spot NTC and TYNDP NTC 2020
XKFX(YYY,'LV','LT')$(YVALUE(YYY) GE 2020) = XKFX(YYY,'LV','LT') + 266; | [32 empty] | !! Source: https://tyndp.entsoe.eu/Documents/TYNDP%20documents/TYNDP2018/consultation/Main%20Report/TYNDP18%20Exec%20Report%20appendix.pdf , https://www.nordpoolgroup.com/globalassets/download-center/tso/max-ntc.pdf
XKFX(YYY,'NO1','NO5')$(YVALUE(YYY) GE 2017) = XKFX(YYY,'NO1','NO5') + 300; | [32 empty] | !! Source: https://www.nordpoolgroup.com/globalassets/download-center/tso/max-ntc.pdf
XKFX(YYY,'NO2','NO5')$(YVALUE(YYY) GE 2020) = XKFX(YYY,'NO2','NO5') + 1000; | [32 empty] | !! Project name: Vestre korridor
XKFX(YYY,'NO5','NO2')$(YVALUE(YYY) GE 2020) = XKFX(YYY,'NO5','NO2') + 1000; | [32 empty] | !! Uncertain NTC effect
XKFX(YYY,'NO3','NO4')$(YVALUE(YYY) GE 2018) = XKFX(YYY,'NO3','NO4') + 200; | [32 empty] | !! Source: https://www.nordpoolgroup.com/globalassets/download-center/tso/max-ntc.pdf
XKFX(YYY,'NO4','NO3')$(YVALUE(YYY) GE 2017) = XKFX(YYY,'NO4','NO3') + 200; | [32 empty] | !! Source: https://www.nordpoolgroup.com/globalassets/download-center/tso/max-ntc.pdf
XKFX(YYY,'NO3','NO5')$(YVALUE(YYY) GE 2020) = XKFX(YYY,'NO3','NO5') + 700; | [32 empty] | !! Source: https://www.nordpoolgroup.com/globalassets/download-center/tso/max-ntc.pdf
XKFX(YYY,'NO5','NO3')$(YVALUE(YYY) GE 2020) = XKFX(YYY,'NO5','NO3') + 700; | [32 empty] | !! Source: https://www.nordpoolgroup.com/globalassets/download-center/tso/max-ntc.pdf
XKFX(YYY,'SE2','SE3')$(YVALUE(YYY) GE 2020) = XKFX(YYY,'SE2','SE3') + 500; | [32 empty] | !! Difference between Nordpool spot NTC and TYNDP NTC 2020
XKFX(YYY,'SE3','SE2')$(YVALUE(YYY) GE 2020) = XKFX(YYY,'SE3','SE2') + 500; | [32 empty] | !! Source: https://tyndp.entsoe.eu/Documents/TYNDP%20documents/TYNDP2018/consultation/Main%20Report/TYNDP18%20Exec%20Report%20appendix.pdf , https://www.nordpoolgroup.com/globalassets/download-center/tso/max-ntc.pdf
XKFX(YYY,'SE3','SE4')$(YVALUE(YYY) GE 2020) = XKFX(YYY,'SE3','SE4') + 1200; | [32 empty] | !! Difference between Nordpool spot NTC and TYNDP NTC 2020
XKFX(YYY,'SE4','SE3')$(YVALUE(YYY) GE 2020) = XKFX(YYY,'SE4','SE3') + 1200; | [32 empty] | !! Source: https://tyndp.entsoe.eu/Documents/TYNDP%20documents/TYNDP2018/consultation/Main%20Report/TYNDP18%20Exec%20Report%20appendix.pdf , https://www.nordpoolgroup.com/globalassets/download-center/tso/max-ntc.pdf
* Upgrades in CBA reference 2027
XKFX(YYY,'BE','FR')$(YVALUE(YYY) GE 2021) = XKFX(YYY,'BE','FR') + 1000; | [32 empty] | !! Project name: Avelin/Mastaing-Avelgem-Horta HTLS AC
XKFX(YYY,'FR','BE')$(YVALUE(YYY) GE 2021) = XKFX(YYY,'FR','BE') + 1000; | [32 empty] | !! Source: https://tyndp.entsoe.eu/tyndp2018/projects/projects/23
XKFX(YYY,'BE','NL')$(YVALUE(YYY) GE 2022) = XKFX(YYY,'BE','NL') + 1000; | [32 empty] | !! Project name: Zandvliet-Rilland Status: Planned but not yet permitting
XKFX(YYY,'NL','BE')$(YVALUE(YYY) GE 2022) = XKFX(YYY,'NL','BE') + 1000; | [32 empty] | !! Source: https://tyndp.entsoe.eu/tyndp2018/projects/projects/262
XKFX(YYY,'NL','BE')$(YVALUE(YYY) GE 2022) = XKFX(YYY,'NL','BE') + 1000; | [32 empty] | !! Difference between Reference 2020 and 2027
XKFX(YYY,'DE4-N','DK1')$(YVALUE(YYY) GE 2023) = XKFX(YYY,'DE4-N','DK1') + 500; | [32 empty] | !! Project name: DKW-DE, Westcoast Status: In permitting
XKFX(YYY,'DK1','DE4-N')$(YVALUE(YYY) GE 2023) = XKFX(YYY,'DK1','DE4-N') + 500; | [32 empty] | !! Source: https://tyndp.entsoe.eu/tyndp2018/projects/projects/183
XKFX(YYY,'DE4-S','FR')$(YVALUE(YYY) GE 2027) = XKFX(YYY,'DE4-S','FR') + 1500; | [32 empty] | !! Project name: Vigy - Uchtelfangen area Status: Planned but not yet permitting
XKFX(YYY,'FR','DE4-S')$(YVALUE(YYY) GE 2027) = XKFX(YYY,'FR','DE4-S') + 1500; | [32 empty] | !! Source: https://tyndp.entsoe.eu/tyndp2018/projects/projects/244
XKFX(YYY,'DE4-S','FR')$(YVALUE(YYY) GE 2027) = XKFX(YYY,'DE4-S','FR') + 700; | [32 empty] | !! Difference between Reference 2020 and 2027
XKFX(YYY,'FR','DE4-S')$(YVALUE(YYY) GE 2027) = XKFX(YYY,'FR','DE4-S') + 1200; | [32 empty] | !! Source: https://tyndp.entsoe.eu/Documents/TYNDP%20documents/TYNDP2018/consultation/Main%20Report/TYNDP18%20Exec%20Report%20appendix.pdf
XKFX(YYY,'DE4-W','NL')$(YVALUE(YYY) GE 2027) = XKFX(YYY,'DE4-W','NL') + 750; | [32 empty] | !! Difference between Reference 2020 and 2027
XKFX(YYY,'NL','DE4-W')$(YVALUE(YYY) GE 2027) = XKFX(YYY,'NL','DE4-W') + 750; | [32 empty] | !! Source: https://tyndp.entsoe.eu/Documents/TYNDP%20documents/TYNDP2018/consultation/Main%20Report/TYNDP18%20Exec%20Report%20appendix.pdf
XKFX(YYY,'DE4-E','PL')$(YVALUE(YYY) GE 2021) = XKFX(YYY,'DE4-E','PL') + 1500; | [32 empty] | !! Project name: GerPol Improvements
XKFX(YYY,'PL','DE4-E')$(YVALUE(YYY) GE 2021) = XKFX(YYY,'PL','DE4-E') + 500; | [32 empty] | !! Source: https://tyndp.entsoe.eu/tyndp2018/projects/projects/94
XKFX(YYY,'DE4-E','SE4')$(YVALUE(YYY) GE 2026) = XKFX(YYY,'DE4-E','SE4') + 700; | [32 empty] | !! Project name: Hansa PowerBridge I
XKFX(YYY,'SE4','DE4-E')$(YVALUE(YYY) GE 2026) = XKFX(YYY,'SE4','DE4-E') + 700; | [32 empty] | !! Source: https://tyndp.entsoe.eu/tyndp2018/projects/projects/176
XKFX(YYY,'DK1','UK')$(YVALUE(YYY) GE 2023) = XKFX(YYY,'DK1','UK') + 1400; | [32 empty] | !! Project name: Viking DKW-GB
XKFX(YYY,'UK','DK1')$(YVALUE(YYY) GE 2023) = XKFX(YYY,'UK','DK1') + 1400; | [32 empty] | !! Source: https://tyndp.entsoe.eu/tyndp2018/projects/projects/167
XKFX(YYY,'EE','LV')$(YVALUE(YYY) GE 2021) = XKFX(YYY,'EE','LV') + 400; | [32 empty] | !! Project name: Estonia-Latvia 3rd IC , NTC fitted to match numbers in tyndp 2027
XKFX(YYY,'LV','EE')$(YVALUE(YYY) GE 2021) = XKFX(YYY,'LV','EE') + 500; | [32 empty] | !! Source: https://tyndp.entsoe.eu/tyndp2018/projects/projects/62
XKFX(YYY,'SE1','FIN')$(YVALUE(YYY) GE 2025) = XKFX(YYY,'SE1','FIN') + 500; | [32 empty] | !! Project name: 3rd AC Finland-Sweden north , NTC fitted to match numbers in tyndp 2027
XKFX(YYY,'FIN','SE1')$(YVALUE(YYY) GE 2025) = XKFX(YYY,'FIN','SE1') + 900; | [32 empty] | !! Source: https://tyndp.entsoe.eu/tyndp2018/projects/projects/111
XKFX(YYY,'FR','UK')$(YVALUE(YYY) GE 2019) = XKFX(YYY,'FR','UK') + 1000; | [32 empty] | !! Project name: ElecLink
XKFX(YYY,'UK','FR')$(YVALUE(YYY) GE 2019) = XKFX(YYY,'UK','FR') + 1000; | [32 empty] | !! Source: https://tyndp.entsoe.eu/tyndp2018/projects/projects/172
XKFX(YYY,'FR','UK')$(YVALUE(YYY) GE 2020) = XKFX(YYY,'FR','UK') + 1000; | [32 empty] | !! Project name: IFA2
XKFX(YYY,'UK','FR')$(YVALUE(YYY) GE 2020) = XKFX(YYY,'UK','FR') + 1000; | [32 empty] | !! Source: https://tyndp.entsoe.eu/tyndp2018/projects/projects/25
XKFX(YYY,'FR','UK')$(YVALUE(YYY) GE 2022) = XKFX(YYY,'FR','UK') + 1400; | [32 empty] | !! Project name: France-Alderney-Britain
XKFX(YYY,'UK','FR')$(YVALUE(YYY) GE 2022) = XKFX(YYY,'UK','FR') + 1400; | [32 empty] | !! Source: https://tyndp.entsoe.eu/tyndp2018/projects/projects/153
XKFX(YYY,'FR','UK')$(YVALUE(YYY) GE 2022) = XKFX(YYY,'FR','UK') + 1400; | [32 empty] | !! Project name: GridLink
XKFX(YYY,'UK','FR')$(YVALUE(YYY) GE 2022) = XKFX(YYY,'UK','FR') + 1400; | [32 empty] | !! Source: https://tyndp.entsoe.eu/tyndp2018/projects/projects/285
XKFX(YYY,'UK','NO2')$(YVALUE(YYY) GE 2021) = XKFX(YYY,'UK','NO2') + 1400; | [32 empty] | !! Project name: North Sea Link
XKFX(YYY,'NO2','UK')$(YVALUE(YYY) GE 2021) = XKFX(YYY,'NO2','UK') + 1400; | [32 empty] | !! Source: https://tyndp.entsoe.eu/tyndp2018/projects/projects/110
XKFX(YYY,'UK','NO5')$(YVALUE(YYY) GE 2022) = XKFX(YYY,'UK','NO5') + 1400; | [32 empty] | !! Project name: NorthConnect
XKFX(YYY,'NO5','UK')$(YVALUE(YYY) GE 2022) = XKFX(YYY,'NO5','UK') + 1400; | [32 empty] | !! Source: https://tyndp.entsoe.eu/tyndp2018/projects/projects/190
XKFX(YYY,'PL','LT')$(YVALUE(YYY) GE 2025) = XKFX(YYY,'PL','LT') + 500; | [32 empty] | !! Project name: Baltics synchro with CE
XKFX(YYY,'LT','PL')$(YVALUE(YYY) GE 2025) = XKFX(YYY,'LT','PL') + 500; | [32 empty] | !! Source: https://tyndp.entsoe.eu/Documents/TYNDP%20documents/TYNDP2018/consultation/Main%20Report/TYNDP18%20Exec%20Report%20appendix.pdf , https://tyndp.entsoe.eu/tyndp2018/projects/projects/170
XKFX(YYY,'SE3','SE4')$(YVALUE(YYY) GE 2027) = XKFX(YYY,'SE3','SE4') + 700; | [32 empty] | !! Difference between Reference 2020 and 2027
XKFX(YYY,'SE4','SE3')$(YVALUE(YYY) GE 2027) = XKFX(YYY,'SE4','SE3') + 400; | [32 empty] | !! Source: https://tyndp.entsoe.eu/Documents/TYNDP%20documents/TYNDP2018/consultation/Main%20Report/TYNDP18%20Exec%20Report%20appendix.pdf
XKFX(YYY,'DE4-W','UK')$(YVALUE(YYY) GE 2022) = XKFX(YYY,'DE4-W','UK') + 1400; | [32 empty] | !! Project name: NeuConnect
XKFX(YYY,'UK','DE4-W')$(YVALUE(YYY) GE 2022) = XKFX(YYY,'UK','DE4-W') + 1400; | [32 empty] | !! Source: https://tyndp.entsoe.eu/tyndp2018/projects/projects/309
XKFX(YYY,'FR','ES')$(YVALUE(YYY) GE 2027) = XKFX(YYY,'FR','ES') + 2200; | [32 empty] | !! Source: https://www.montelnews.com/news/1254368/france-approves-route-of-22-gw-interconnector-with-spain
XKFX(YYY,'ES','FR')$(YVALUE(YYY) GE 2027) = XKFX(YYY,'ES','FR') + 2200; | [32 empty] | !! Source: https://www.montelnews.com/news/1254368/france-approves-route-of-22-gw-interconnector-with-spain
* Other projects in TYNDP before 2035 | [34 empty] | CAPEX [MEURO] | OPEX [M€/Y]
$ontext
XKFX(YYY,'BE','DE4-W')$(YVALUE(YYY) GE 2028) = XKFX(YYY,'BE','DE4-W') + 1000; | [32 empty] | !! Project name: 2nd interconnector Belgium - Germany, Status: Under consideration |  | 600 | 4.8
XKFX(YYY,'DE4-W','BE')$(YVALUE(YYY) GE 2028) = XKFX(YYY,'DE4-W','BE') + 1000; | [32 empty] | !! Source: https://tyndp.entsoe.eu/tyndp2018/projects/projects/225 | Not in reference scenario!!
XKFX(YYY,'BE','FR')$(YVALUE(YYY) GE 2030) = XKFX(YYY,'BE','FR') + 1000; | [32 empty] | !! Project name: study Lonny-Achene-Gramme, Status: Under consideration |  | 100 | 0.1
XKFX(YYY,'FR','BE')$(YVALUE(YYY) GE 2030) = XKFX(YYY,'FR','BE') + 1000; | [32 empty] | !! Source: https://tyndp.entsoe.eu/tyndp2018/projects/projects/280 | Not in reference scenario!!
XKFX(YYY,'BE','UK')$(YVALUE(YYY) GE 2028) = XKFX(YYY,'BE','UK') + 1400; | [32 empty] | !! Project name: Nautilus: 2nd interconnector Belgium - UK Status: Under consideration |  | 1000 | 8
XKFX(YYY,'UK','BE')$(YVALUE(YYY) GE 2028) = XKFX(YYY,'UK','BE') + 1400; | [32 empty] | !! Source: https://tyndp.entsoe.eu/tyndp2018/projects/projects/121 | Not in reference scenario!!
XKFX(YYY,'BE','NL')$(YVALUE(YYY) GE 2030) = XKFX(YYY,'BE','NL') + 1000; | [32 empty] | !! Project name: Upgrade BE-NL interconnector VanEyck-Maasbracht Status: Under consideration |  | 50 | 0.1
XKFX(YYY,'NL','BE')$(YVALUE(YYY) GE 2030) = XKFX(YYY,'NL','BE') + 1000; | [32 empty] | !! Source: https://tyndp.entsoe.eu/tyndp2018/projects/projects/377 | Not in reference scenario!!
XKFX(YYY,'DE4-S','FR')$(YVALUE(YYY) GE 2025) = XKFX(YYY,'DE4-S','FR') + 300; | [32 empty] | !! Project name: Muhlbach - Eichstetten Status: Planned but not yet permitting |  | 49 | 0.7
XKFX(YYY,'FR','DE4-S')$(YVALUE(YYY) GE 2025) = XKFX(YYY,'FR','DE4-S') + 300; | [32 empty] | !! Source: https://tyndp.entsoe.eu/tyndp2018/projects/projects/228 | Not in reference scenario!!
XKFX(YYY,'DE4-E','SE4')$(YVALUE(YYY) GE 2030) = XKFX(YYY,'DE4-E','SE4') + 700; | [32 empty] | !! Project name: Hansa PowerBridge II Status: Under consideration |  | 660 | 1
XKFX(YYY,'SE4','DE4-E')$(YVALUE(YYY) GE 2030) = XKFX(YYY,'SE4','DE4-E') + 700; | [32 empty] | !! Source: https://tyndp.entsoe.eu/tyndp2018/projects/projects/267 | Not in reference scenario!!
XKFX(YYY,'DE4-E','DK2')$(YVALUE(YYY) GE 2030) = XKFX(YYY,'DE4-E','DK2') + 600; | [32 empty] | !! Project name: DKE - DE (Kontek2) Status: Under consideration |  | 460 | 9
XKFX(YYY,'DK2','DE4-E')$(YVALUE(YYY) GE 2030) = XKFX(YYY,'DK2','DE4-E') + 600; | [32 empty] | !! Source: https://tyndp.entsoe.eu/tyndp2018/projects/projects/179 | Not in reference scenario!!
XKFX(YYY,'DK1','DK2')$(YVALUE(YYY) GE 2030) = XKFX(YYY,'DK1','DK2') + 600; | [32 empty] | !! Project name: Great Belt II Status: Under consideration |  | 420 | 8
XKFX(YYY,'DK2','DK1')$(YVALUE(YYY) GE 2030) = XKFX(YYY,'DK2','DK1') + 600; | [32 empty] | !! Source: https://tyndp.entsoe.eu/tyndp2018/projects/projects/175 | Not in reference scenario!!
XKFX(YYY,'DK2','PL')$(YVALUE(YYY) GE 2033) = XKFX(YYY,'DK2','PL') + 600; | [32 empty] | !! Project name: DKE - PL-1 Status: Under consideration |  | 655 | 13
XKFX(YYY,'PL','DK2')$(YVALUE(YYY) GE 2033) = XKFX(YYY,'PL','DK2') + 600; | [32 empty] | !! Source: https://tyndp.entsoe.eu/tyndp2018/projects/projects/234 | Not in reference scenario!!
XKFX(YYY,'SE2','FIN')$(YVALUE(YYY) GE 2029) = XKFX(YYY,'SE2','FIN') + 800; | [32 empty] | !! Project name: Fenno-Skan 1 renewal Status Under consideration |  | 380 | 0.75
XKFX(YYY,'FIN','SE2')$(YVALUE(YYY) GE 2029) = XKFX(YYY,'FIN','SE2') + 800; | [32 empty] | !! Source: https://tyndp.entsoe.eu/tyndp2018/projects/projects/239 | Not in reference scenario!!
XKFX(YYY,'FR','UK')$(YVALUE(YYY) GE 2022) = XKFX(YYY,'FR','UK') + 2000; | [32 empty] | !! Project name: AQUIND Status: In permitting |  | 1400 | 29
XKFX(YYY,'UK','FR')$(YVALUE(YYY) GE 2022) = XKFX(YYY,'UK','FR') + 2000; | [32 empty] | !! Source: https://tyndp.entsoe.eu/tyndp2018/projects/projects/247 | Not in reference scenario!!
XKFX(YYY,'FR','UK')$(YVALUE(YYY) GE 2024) = XKFX(YYY,'FR','UK') + 1800; | [32 empty] | !! Project name: Birtib Status: In permitting |  | 2200 | 22
XKFX(YYY,'UK','FR')$(YVALUE(YYY) GE 2024) = XKFX(YYY,'UK','FR') + 1800; | [32 empty] | !! Source: https://tyndp.entsoe.eu/tyndp2018/projects/projects/296 | Not in reference scenario!!
XKFX(YYY,'UK','NL')$(YVALUE(YYY) GE 2030) = XKFX(YYY,'UK','NL') + 2000; | [32 empty] | !! Project name: New Great Britain - Netherlands interconnection Status: In permitting |  | 850 | 6
XKFX(YYY,'NL','UK')$(YVALUE(YYY) GE 2030) = XKFX(YYY,'NL','UK') + 2000; | [32 empty] | !! Source: https://tyndp.entsoe.eu/tyndp2018/projects/projects/260 | Not in reference scenario!!
XKFX(YYY,'SE2','SE3')$(YVALUE(YYY) GE 2030) = XKFX(YYY,'SE2','SE3') + 1500; | [32 empty] | !! Project name: SE North-south reinforcements Status: Under consideration |  | 600 | 1
XKFX(YYY,'SE3','SE2')$(YVALUE(YYY) GE 2030) = XKFX(YYY,'SE3','SE2') + 1500; | [32 empty] | !! Source: https://tyndp.entsoe.eu/tyndp2018/projects/projects/126 | Not in reference scenario!!
$offtext

## Fuel Tech
~FI_T
TechName | *TechDesc | Comm-IN | Comm-IN-A | Comm-OUT | EFF | Input | Start
*Fuel Tech
*Unit
FT-SUPELC |  | ELCHIG |  | SUPELC | 1
FT-SUPHETC |  | HETCP |  | SUPHETC | 1
FT-SUPHETD |  | HETCP |  | SUPHETD | 1
FT-SUPCOA |  | COA |  | SUPCOA | 1
FT-SUPNGA |  | NGAT |  | SUPNGA | 1
FT-SUPCRD |  | CRD |  | SUPCRD | 1
FT-SUPLPG |  | LPG |  | SUPLPG | 1
FT-SUPLVN |  | LVN |  | SUPLVN | 1
FT-SUPGSL |  | GSL |  | SUPGSL | 1
FT-SUPKER |  | KER |  | SUPKER | 1
FT-SUPDSL |  | DSL |  | SUPDSL | 1
FT-SUPHFO |  | HFO |  | SUPHFO | 1
FT-SUPMGO |  | MGO |  | SUPMGO | 1
FT-SUPAGSL |  | AGSL |  | SUPAGSL | 1
FT-SUPWST |  | WST |  | SUPWST | 1
FT-SUPSTR |  | STR |  | SUPSTR | 1
FT-SUPGRS |  | GRS |  | SUPGRS | 1
FT-SUPWPE |  | WPE |  | SUPWPE | 1
FT-SUPWCH |  | WCH |  | SUPWCH | 1
FT-SUPFIW |  | FIW |  | SUPFIW | 1
FT-SUPCRN |  | CRN |  | SUPCRN | 1
FT-SUPRPS |  | RPS |  | SUPRPS | 1
FT-SUPSGB |  | SGB |  | SUPSGB | 1
FT-SUPDLI |  | DLI |  | SUPDLI | 1
FT-SUPMNR |  | MNR |  | SUPMNR | 1
FT-SUPBGA |  | BGA |  | SUPBGA | 1
FT-SUPHFB |  | HFB |  | SUPHFB | 1
FT-SUPDDGS |  | DDGS |  | SUPDDGS | 1
FT-SUPH2 |  | H2 |  | SUPH2 | 1
FT-SUPH2G |  | H2G |  | SUPH2G | 1
FT-SUPAMM |  | AMM |  | SUPAMM | 1
FT-SUPDME |  | DME |  | SUPDME | 1
FT-SUPKRB |  | KRB1 |  | SUPKRB | 1
|  | KRB2 |  |  | 1
|  | KRE |  |  | 1
FT-SUPSNG |  | SNG1 |  | SUPSNG | 1
|  | SNG2 |  |  | 1
|  | SNE |  |  | 1
FT-SUPDSB |  | DSB1 |  | SUPDSB | 1
|  | DSB2 |  |  | 1
|  | DSE |  |  | 1
FT-SUPGSB |  | GSB1 |  | SUPGSB | 1
|  | GSB2 |  |  | 1
|  | GSE |  |  | 1
FT-SUPMOB |  | MOB1 |  | SUPMOB | 1
|  | MOB2 |  |  | 1
|  | MOE |  |  | 1
FT-MINNGA |  | MNGA |  | NGA | 1
|  |  | SUPNGA |  |  | 0.030233 |  | 211.9695 | 12082.2604
|  |  | SUPCRD |  |  |  |  | 16.9076 | 1284.9799
|  |  | SUPELC |  |  | 0.0048124 |  | 44.3848 |  |  | Tabell 1: Own use of energy (PJ) in the supply sector according to Staticstics Norway (SSB). 2019 numbers.
FT-MINCRD |  | MCRD |  | CRD | 1
|  |  | SUPNGA |  |  | 0.030233 |  | 44.0785 | 9343.3 |  |  | Natural gas | Oil and oil products (excl. bio) | Biofuels | Waste | Electricity | District heating | Total
|  |  | SUPCRD | [6 empty] | Crude petroleum and natural gas production |  | 186.8 | 14.9 |  |  | 29 |  | 230.8
|  |  | SUPELC |  |  | 0.0048124 |  |  |  | Oil refineries |  | 0 | 21.1 |  |  | 1.8 |  | 23
FT-MINNGA2 |  | MNGA |  | NGA | 1 |  |  |  |  | Total supply |  | 186.8 | 36 | 0 | 0 | 30.8 | 0 | 253.8
|  |  | SUPNGA |  |  | 0.022687 | 2020 | Values are cabilrated with 5%
|  |  | SUPCRD |  |  | 0.0018096
|  |  | SUPELC |  |  | 0.0048124
FT-MINCRD2 |  | MCRD |  | CRD | 1
|  |  | SUPNGA |  |  | 0.022687 | 2020
|  |  | SUPCRD |  |  | 0.0018096
|  |  | SUPELC |  |  | 0.0048124
FT-MINNGA3 |  | MNGA |  | NGA | 1 |  | 2030
|  |  | SUPELC |  |  | 0.016156 |  |  | Assuming electricity consumption in Oil and gas production can become 100 % electricified would result in a 50% less fuel consumption compared to Natural gas
FT-MINCRD3 |  | MCRD |  | NGA | 1 |  | 2030
|  |  | SUPELC |  |  | 0.016156

## ENG_Balance
Data extracted on 07/04/2022 10:56:44 from [ESTAT]
Dataset: | Complete energy balances [NRG_BAL_C__custom_2459267]
Last updated: | 04/03/2022 11:00
117601.2
Time frequency |  | Annual
Unit of measure |  | Terajoule
|  |  | MIN2010 |  | IMP2010 |  | EXP2010 |  | MIN2015 |  | IMP2015 |  | EXP2015 |  | MIN2020 |  | IMP2020 |  | EXP2020
| TIME |  | 2010 | [5 empty] | 2015 | [5 empty] | 2019
| NRG_BAL (Labels) |  | Primary production |  | Imports |  | Exports |  | Primary production |  | Imports |  | Exports |  | Primary production |  | Imports |  | Exports
| GEO (Labels) | SIEC (Labels)
| Germany (until 1990 former territory of the FRG) | Total | 5512813.871 |  | 10385903.103 |  | 1820308.48 |  | 5046999.424 |  | 10870505.774 |  | 2532781.204 |  | 4407692.403 |  | 10040343.889 |  | 1350865.841
| Germany (until 1990 former territory of the FRG) | Solid fossil fuels | 1921985.178 |  | 1364347.8 |  | 39667.622 |  | 1800486.729 |  | 1569032.96 |  | 58781.79 |  | 1189899.973 |  | 1179756.624 |  | 62836.529
| Germany (until 1990 former territory of the FRG) | Anthracite | 58698.66 |  | 33936.07 |  | 6471.5 |  | 49391.1 |  | 57736.8 |  | 3682.8 |  | 0 |  | 27319.515 |  | 2158.002
| Germany (until 1990 former territory of the FRG) | Coking coal | 236205 |  | 225997 |  | 174 |  | 111447 |  | 227505 |  | 0 |  | 0 |  | 326278.275 |  | 352.35
| Germany (until 1990 former territory of the FRG) | Other bituminous coal | 92290.338 |  | 967969.79 |  | 954.592 |  | 31721.679 |  | 1194620.778 |  | 1633.5 |  | 0 |  | 768530.948 |  | 10144.268
| Germany (until 1990 former territory of the FRG) | Sub-bituminous coal | 0 |  | 0 |  | 0 |  | 0 |  | 0 |  | 0 |  | 0 |  | 0 |  | 0
| Germany (until 1990 former territory of the FRG) | Lignite | 1534791.18 |  | 0 |  | 0 |  | 1607926.95 |  | 373.76 |  | 9700.282 |  | 1189899.973 |  | 432.745 |  | 0
| Germany (until 1990 former territory of the FRG) | Coke oven coke | : | z | 123481.5 |  | 5414.85 |  | : | z | 82884.45 |  | 9970.2 |  | : | z | 54525.248 |  | 21794.37
| Germany (until 1990 former territory of the FRG) | Gas coke | : | z | 0 |  | 0 |  | : | z | 0 |  | 0 |  | : | z | 0 |  | 0
| Germany (until 1990 former territory of the FRG) | Patent fuel | : | z | 10833 |  | 31.4 |  | : | z | 4867 |  | 31.4 |  | : | z | 2280.017 |  | 12.591
| Germany (until 1990 former territory of the FRG) | Brown coal briquettes | : | z | 2130.44 |  | 26621.28 |  | : | z | 1045.172 |  | 33763.608 |  | : | z | 389.876 |  | 28374.948
| Germany (until 1990 former territory of the FRG) | Coal tar | : | z | 0 |  | 0 |  | : | z | 0 |  | 0 |  | : | z | 0 |  | 0
| Germany (until 1990 former territory of the FRG) | Manufactured gases | : | z | 0 |  | 0 |  | : | z | 0 |  | 0 |  | : | z | 0 |  | 0
| Germany (until 1990 former territory of the FRG) | Coke oven gas | : | z | 0 |  | 0 |  | : | z | 0 |  | 0 |  | : | z | 0 |  | 0
| Germany (until 1990 former territory of the FRG) | Gas works gas | : | z | 0 |  | 0 |  | : | z | 0 |  | 0 |  | : | z | 0 |  | 0
| Germany (until 1990 former territory of the FRG) | Blast furnace gas | : | z | 0 |  | 0 |  | : | z | 0 |  | 0 |  | : | z | 0 |  | 0
| Germany (until 1990 former territory of the FRG) | Other recovered gases | : | z | 0 |  | 0 |  | : | z | 0 |  | 0 |  | : | z | 0 |  | 0
| Germany (until 1990 former territory of the FRG) | Peat and peat products | 0 |  | 0 |  | 0 |  | 0 |  | 0 |  | 0 |  | 0 |  | 0 |  | 0
| Germany (until 1990 former territory of the FRG) | Peat | 0 |  | 0 |  | 0 |  | 0 |  | 0 |  | 0 |  | 0 |  | 0 |  | 0
| Germany (until 1990 former territory of the FRG) | Peat products | : | z | 0 |  | 0 |  | : | z | 0 |  | 0 |  | : | z | 0 |  | 0
| Germany (until 1990 former territory of the FRG) | Oil shale and oil sands | 0 |  | 0 |  | 0 |  | 0 |  | 0 |  | 0 |  | 0 |  | 0 |  | 0
NGA | Germany (until 1990 former territory of the FRG) | Natural gas | 465287.085 |  | 3299274.095 |  | 718338.106 |  | 265241.592 |  | 3597234.497 |  | 1140592.299 |  | 183113.851 |  | 3168238.441 |  | 0
| Germany (until 1990 former territory of the FRG) | Oil and petroleum products (excluding biofuel portion) | 153731.766 |  | 5476050.926 |  | 778469.232 |  | 148206.02 |  | 5474954.703 |  | 936476.298 |  | 134532.449 |  | 5449738.261 |  | 912150.334
CRD | Germany (until 1990 former territory of the FRG) | Crude oil | 105667.43 |  | 3964356.34 |  | 30008.53 |  | 102607.07 |  | 3879643.875 |  | 14154.165 |  | 81907.135 |  | 3655047.455 |  | 4505.53
| Germany (until 1990 former territory of the FRG) | Natural gas liquids | 0 |  | 0 |  | 0 |  | 0 |  | 0 |  | 0 |  | 0 |  | 0 |  | 0
| Germany (until 1990 former territory of the FRG) | Refinery feedstocks | : | z | 0 |  | 0 |  | : | z | 0 |  | 0 |  | : | z | 0 |  | 0
| Germany (until 1990 former territory of the FRG) | Additives and oxygenates (excluding biofuel portion) | 48064.336 |  | 0 |  | 0 |  | 45598.95 |  | 0 |  | 0 |  | 52625.314 |  | 0 |  | 0
| Germany (until 1990 former territory of the FRG) | Other hydrocarbons | 0 |  | 0 |  | 0 |  | 0 |  | 0 |  | 0 |  | 0 |  | 0 |  | 0
| Germany (until 1990 former territory of the FRG) | Refinery gas | : | z | : | z | : | z | : | z | : | z | : | z | : | z | : | z | : | z
| Germany (until 1990 former territory of the FRG) | Ethane | : | z | 0 |  | 0 |  | : | z | 0 |  | 0 |  | : | z | 0 |  | 0
LPG | Germany (until 1990 former territory of the FRG) | Liquefied petroleum gases | : | z | 41473.931 |  | 11691.874 |  | : | z | 33207.912 |  | 11749.794 |  | : | z | 52722.576 |  | 10854.648
| Germany (until 1990 former territory of the FRG) | Naphtha | : | z | 302544 |  | 13904 |  | : | z | 303996 |  | 24288 |  | : | z | 302764 |  | 21120
| Germany (until 1990 former territory of the FRG) | Aviation gasoline | : | z | 652.74 |  | 87.032 |  | : | z | 478.676 |  | 43.516 |  | : | z | 435.16 |  | 87.032
GSL | Germany (until 1990 former territory of the FRG) | Motor gasoline (excluding biofuel portion) | : | z | 88305.204 |  | 211923.781 |  | : | z | 80798.991 |  | 186924.301 |  | : | z | 132762.34 |  | 203583.015
| Germany (until 1990 former territory of the FRG) | Gasoline-type jet fuel | : | z | 0 |  | 0 |  | : | z | 0 |  | 0 |  | : | z | 0 |  | 0
KER | Germany (until 1990 former territory of the FRG) | Kerosene-type jet fuel (excluding biofuel portion) | : | z | 197350.8 |  | 29446.4 |  | : | z | 213614.8 |  | 52087.6 |  | : | z | 290483.6 |  | 59877.2
| Germany (until 1990 former territory of the FRG) | Other kerosene | : | z | 898.8 |  | 42.8 |  | : | z | 470.8 |  | 0 |  | : | z | 813.2 |  | 0
DSL | Germany (until 1990 former territory of the FRG) | Gas oil and diesel oil (excluding biofuel portion) | : | z | 668947.525 |  | 285852.28 |  | : | z | 786236.296 |  | 354457.106 |  | : | z | 849782.892 |  | 311177.823
MGO | Germany (until 1990 former territory of the FRG) | Fuel oil | : | z | 108092.292 |  | 70810.74 |  | : | z | 78333.405 |  | 123589.99 |  | : | z | 65678.404 |  | 110378.448
| Germany (until 1990 former territory of the FRG) | White spirit and special boiling point industrial spirits | : | z | 4233.6 |  | 3888 |  | : | z | 6177.6 |  | 10886.4 |  | : | z | 12484.8 |  | 16632
| Germany (until 1990 former territory of the FRG) | Lubricants | : | z | 37218.02 |  | 47087.068 |  | : | z | 41148.912 |  | 49554.33 |  | : | z | 42027.09 |  | 64901.536
| Germany (until 1990 former territory of the FRG) | Paraffin waxes | : | z | 15337.05 |  | 10224.7 |  | : | z | 17546.625 |  | 10441.325 |  | : | z | 12044.35 |  | 9791.45
| Germany (until 1990 former territory of the FRG) | Petroleum coke | : | z | 31723.09 |  | 24310.566 |  | : | z | 19680 |  | 27168 |  | : | z | 21504 |  | 25376
| Germany (until 1990 former territory of the FRG) | Bitumen | : | z | 10298.904 |  | 35617.043 |  | : | z | 9401.651 |  | 53718.147 |  | : | z | 2379.671 |  | 69283.536
| Germany (until 1990 former territory of the FRG) | Other oil products n.e.c. | : | z | 4618.63 |  | 3574.418 |  | : | z | 4219.16 |  | 17413.624 |  | : | z | 8808.723 |  | 4582.116
| Germany (until 1990 former territory of the FRG) | Renewables and biofuels | 1292611.747 |  | 91567.082 |  | 75066.32 |  | 1665439.614 |  | 96054.814 |  | 89741.817 |  | 1912894.954 |  | 98156.963 |  | 113824.178
| Germany (until 1990 former territory of the FRG) | Hydro | 75430.8 |  | : | z | : | z | 68313.6 |  | : | z | : | z | 71031.6 |  | : | z | : | z
| Germany (until 1990 former territory of the FRG) | Geothermal | 3702 |  | 0 |  | 0 |  | 8908 |  | 0 |  | 0 |  | 13955 |  | 0 |  | 0
| Germany (until 1990 former territory of the FRG) | Wind | 138769.2 |  | : | z | : | z | 290246.4 |  | : | z | : | z | 453218.4 |  | : | z | : | z
| Germany (until 1990 former territory of the FRG) | Solar thermal | 20132 |  | 0 |  | 0 |  | 27743 |  | 0 |  | 0 |  | 30538 |  | 0 |  | 0
| Germany (until 1990 former territory of the FRG) | Solar photovoltaic | 42224.4 |  | : | z | : | z | 139413.6 |  | : | z | : | z | 159778.8 |  | : | z | : | z
| Germany (until 1990 former territory of the FRG) | Tide, wave, ocean | 0 |  | : | z | : | z | 0 |  | : | z | : | z | 0 |  | : | z | : | z
| Germany (until 1990 former territory of the FRG) | Ambient heat (heat pumps) | 21377 |  | : | z | : | z | 37837 |  | : | z | : | z | 52758 |  | : | z | : | z
| Germany (until 1990 former territory of the FRG) | Primary solid biofuels | 564058 |  | 35005 |  | 19114 |  | 517227 |  | 41919 |  | 23270 |  | 534400 |  | 35219 |  | 29361
| Germany (until 1990 former territory of the FRG) | Charcoal | : | z | 6944 |  | 416 |  | : | z | 7360 |  | 544 |  | : | z | 6848 |  | 704
| Germany (until 1990 former territory of the FRG) | Pure biogasoline | 16661.623 |  | 17146.129 |  | 2530.198 |  | 18260.208 |  | 15526.485 |  | 2255.985 |  | 14172.894 |  | 20383.488 |  | 3821.904
| Germany (until 1990 former territory of the FRG) | Blended biogasoline | : | z | 565.257 |  | 484.506 |  | : | z | 212.328 |  | 583.902 |  | : | z | 610.443 |  | 1008.558
| Germany (until 1990 former territory of the FRG) | Pure biodiesels | 114552.096 |  | 28600.88 |  | 46727.152 |  | 115780.05 |  | 25032.51 |  | 57120.66 |  | 132957.964 |  | 27831 |  | 70356.768
| Germany (until 1990 former territory of the FRG) | Blended biodiesels | : | z | 3305.816 |  | 5794.464 |  | : | z | 2927.34 |  | 5967.27 |  | : | z | 3710.8 |  | 8571.948
| Germany (until 1990 former territory of the FRG) | Pure bio jet kerosene | 0 |  | 0 |  | 0 |  | 0 |  | 0 |  | 0 |  | 0 |  | 0 |  | 0
| Germany (until 1990 former territory of the FRG) | Blended bio jet kerosene | : | z | 0 |  | 0 |  | : | z | 0 |  | 0 |  | : | z | 0 |  | 0
| Germany (until 1990 former territory of the FRG) | Other liquid biofuels | 15464.628 |  | 0 |  | 0 |  | 1932.756 |  | 3077.151 |  | 0 |  | 2730.296 |  | 3554.232 |  | 0
| Germany (until 1990 former territory of the FRG) | Biogases | 182537 |  | 0 |  | 0 |  | 314418 |  | 0 |  | 0 |  | 317935 |  | 0 |  | 0
| Germany (until 1990 former territory of the FRG) | Industrial waste (non-renewable) | 65840 |  | 0 |  | 0 |  | 52659 |  | 0 |  | 0 |  | 48440 |  | 0 |  | 0
| Germany (until 1990 former territory of the FRG) | Renewable municipal waste | 97703 |  | 0 |  | 0 |  | 125360 |  | 0 |  | 0 |  | 129419 |  | 0 |  | 0
| Germany (until 1990 former territory of the FRG) | Non-renewable municipal waste | 97703 |  | 0 |  | 0 |  | 125360 |  | 0 |  | 0 |  | 129419 |  | 0 |  | 0
| Germany (until 1990 former territory of the FRG) | Non-renewable waste | 163543 |  | 0 |  | 0 |  | 178019 |  | 0 |  | 0 |  | 177859 |  | 0 |  | 0
| Germany (until 1990 former territory of the FRG) | Nuclear heat | 1515655.094 |  | : | z | : | z | 989606.469 |  | : | z | : | z | 809392.176 |  | : | z | : | z
ELCC | Germany (until 1990 former territory of the FRG) | Electricity | : | z | 154663.2 |  | 208501.2 |  | : | z | 133228.8 |  | 307044 |  | : | z | 144453.6 |  | 262054.8
| Germany (until 1990 former territory of the FRG) | Heat | 0 |  | 0 |  | 266 |  | 0 |  | 0 |  | 145 |  | 0 |  | 0 |  | 0
| Germany (until 1990 former territory of the FRG) | Bioenergy | 990976.347 |  | 99881.383 |  | 86296.471 |  | 1092978.014 |  | 106426.103 |  | 113664.588 |  | 1131615.154 |  | 110117.1 |  | 135521.188
| Germany (until 1990 former territory of the FRG) | Fossil energy | 2704547.029 |  | 10232539.171 |  | 1661912.157 |  | 2391953.341 |  | 10715410.078 |  | 2306950.675 |  | 1685405.272 |  | 9865515.546 |  | 1097951.305
Special value
| : | not available
Available flags:
| z | not applicable

## Structure
Structure
| Dimension | Position
| Label | Label
| Time frequency | Annual
| Energy balance | Primary production
| Energy balance | Imports
| Energy balance | Exports
| Standard international energy product classification (SIEC) | Total
| Standard international energy product classification (SIEC) | Solid fossil fuels
| Standard international energy product classification (SIEC) | Anthracite
| Standard international energy product classification (SIEC) | Coking coal
| Standard international energy product classification (SIEC) | Other bituminous coal
| Standard international energy product classification (SIEC) | Sub-bituminous coal
| Standard international energy product classification (SIEC) | Lignite
| Standard international energy product classification (SIEC) | Coke oven coke
| Standard international energy product classification (SIEC) | Gas coke
| Standard international energy product classification (SIEC) | Patent fuel
| Standard international energy product classification (SIEC) | Brown coal briquettes
| Standard international energy product classification (SIEC) | Coal tar
| Standard international energy product classification (SIEC) | Manufactured gases
| Standard international energy product classification (SIEC) | Coke oven gas
| Standard international energy product classification (SIEC) | Gas works gas
| Standard international energy product classification (SIEC) | Blast furnace gas
| Standard international energy product classification (SIEC) | Other recovered gases
| Standard international energy product classification (SIEC) | Peat and peat products
| Standard international energy product classification (SIEC) | Peat
| Standard international energy product classification (SIEC) | Peat products
| Standard international energy product classification (SIEC) | Oil shale and oil sands
| Standard international energy product classification (SIEC) | Natural gas
| Standard international energy product classification (SIEC) | Oil and petroleum products (excluding biofuel portion)
| Standard international energy product classification (SIEC) | Crude oil
| Standard international energy product classification (SIEC) | Natural gas liquids
| Standard international energy product classification (SIEC) | Refinery feedstocks
| Standard international energy product classification (SIEC) | Additives and oxygenates (excluding biofuel portion)
| Standard international energy product classification (SIEC) | Other hydrocarbons
| Standard international energy product classification (SIEC) | Refinery gas
| Standard international energy product classification (SIEC) | Ethane
| Standard international energy product classification (SIEC) | Liquefied petroleum gases
| Standard international energy product classification (SIEC) | Naphtha
| Standard international energy product classification (SIEC) | Aviation gasoline
| Standard international energy product classification (SIEC) | Motor gasoline (excluding biofuel portion)
| Standard international energy product classification (SIEC) | Gasoline-type jet fuel
| Standard international energy product classification (SIEC) | Kerosene-type jet fuel (excluding biofuel portion)
| Standard international energy product classification (SIEC) | Other kerosene
| Standard international energy product classification (SIEC) | Gas oil and diesel oil (excluding biofuel portion)
| Standard international energy product classification (SIEC) | Fuel oil
| Standard international energy product classification (SIEC) | White spirit and special boiling point industrial spirits
| Standard international energy product classification (SIEC) | Lubricants
| Standard international energy product classification (SIEC) | Paraffin waxes
| Standard international energy product classification (SIEC) | Petroleum coke
| Standard international energy product classification (SIEC) | Bitumen
| Standard international energy product classification (SIEC) | Other oil products n.e.c.
| Standard international energy product classification (SIEC) | Renewables and biofuels
| Standard international energy product classification (SIEC) | Hydro
| Standard international energy product classification (SIEC) | Geothermal
| Standard international energy product classification (SIEC) | Wind
| Standard international energy product classification (SIEC) | Solar thermal
| Standard international energy product classification (SIEC) | Solar photovoltaic
| Standard international energy product classification (SIEC) | Tide, wave, ocean
| Standard international energy product classification (SIEC) | Ambient heat (heat pumps)
| Standard international energy product classification (SIEC) | Primary solid biofuels
| Standard international energy product classification (SIEC) | Charcoal
| Standard international energy product classification (SIEC) | Pure biogasoline
| Standard international energy product classification (SIEC) | Blended biogasoline
| Standard international energy product classification (SIEC) | Pure biodiesels
| Standard international energy product classification (SIEC) | Blended biodiesels
| Standard international energy product classification (SIEC) | Pure bio jet kerosene
| Standard international energy product classification (SIEC) | Blended bio jet kerosene
| Standard international energy product classification (SIEC) | Other liquid biofuels
| Standard international energy product classification (SIEC) | Biogases
| Standard international energy product classification (SIEC) | Industrial waste (non-renewable)
| Standard international energy product classification (SIEC) | Renewable municipal waste
| Standard international energy product classification (SIEC) | Non-renewable municipal waste
| Standard international energy product classification (SIEC) | Non-renewable waste
| Standard international energy product classification (SIEC) | Nuclear heat
| Standard international energy product classification (SIEC) | Electricity
| Standard international energy product classification (SIEC) | Heat
| Standard international energy product classification (SIEC) | Bioenergy
| Standard international energy product classification (SIEC) | Fossil energy
| Unit of measure | Terajoule
| Geopolitical entity (reporting) | Germany (until 1990 former territory of the FRG)
| Time | 2010
| Time | 2015
| Time | 2019

## Summary
Complete energy balances [NRG_BAL_C__custom_2459267]
Open product page | Open in Data Browser
Description: | -
Last update of data: |  |  | 04/03/2022 11:00
Last change of data structure: |  |  | 17/12/2021 11:00
Institutional source(s)
Eurostat
| Contents | Time frequency | Unit of measure
| Sheet 1 | Annual | Terajoule

## 2010
56519.8
Energy balance by products in 2010
| terajoule |  | CRD |  |  |  |  | GSL | KER |  | DSL | MGO |  |  | NGA |  |  | ELCC
|  | Total all products | Crude oil (including gas condensate) | Refinery feedstocks | Petroleum products, total | including: | [8 empty] | Natural gas | Renewables and wastes | Heat | Electricity | Other fuel products
[6 empty] | Refinery gas | Liquefied gases | Motor gasoline | Kerosene - type jet fuel | Other kero- sene | Diesel fuel | Fuel oil - low sulphur | Bitumen | Other petroleum products
MIN | Primary production | 2858233.9 | 2190821.4 | - | - | - | - | - | - | - | - | - | - | - | 651235.7 | 16176.8 | - | - | -
IMP | Import | 1822.8 | - | - | 1124.3 | - | 4.7 | 17.3 | - | 21.5 | 4.3 | - | - | 1076.5 | - | - | - | 359.3 | 339.2
EXP | Export | -2275745.3 | -1918023.4 | - | -114385.3 | - | -7393.6 | -8501.2 | -4947.7 | - | -66944.3 | -7829.1 | -573.3 | -18196.1 | -241672 | - | - | -1664.6 | -
| International bunkers | -20059.5 | - | - | -20059.5 | - | - | - | -16928.5 | - | -3131 | - | - | - | - | - | - | - | -
| International marine bunkers | -3131 | - | - | -3131 | - | - | - | - | - | -3131 | - | - | - | - | - | - | - | -
| International aviation bunkers | -16928.5 | - | - | -16928.5 | - | - | - | -16928.5 | - | - | - | - | - | - | - | - | - | -
| Stock changes | -38043.7 | 1590.2 | - | 4202 | - | 227.6 | 151.2 | 86.3 | 47.4 | 934.2 | 1397.6 | -348 | 1705.7 | -43876.1 | 4.2 | - | - | 36
| Total energy supply | 526208.2 | 274388.2 | - | -129118.5 | - | -7161.3 | -8332.7 | -21789.9 | 68.9 | -69136.8 | -6431.5 | -921.3 | -15413.9 | 365687.6 | 16181 | - | -1305.3 | 375.2
| Statistical difference | 11153 | 6459.9 | - | 3054.2 | - | 170.7 | 1110.1 | - | - | 1309.6 | 89.2 | 266.1 | 108.5 | 1191.4 | - | - | 447.5 | -
| Transfers | - | - | 5728.5 | -5728.5 | - | - | - | - | - | - | - | - | -5728.5 | - | - | - | - | -
| Transformation processes | -112884.5 | -265872.7 | -5728.5 | 265564.3 | 11151 | 11391.5 | 53948.7 | 25921.7 | - | 106008.8 | 9596.2 | 9888.9 | 37657.5 | -165512.9 | -12408.5 | 3788.8 | 67354.2 | -69.2
| Electricity plants | -59982.8 | - | - | -136.5 | - | - | - | - | - | -136.5 | - | - | - | -93861.2 | -12408.5 | - | 46423.4 | -
| CHP plants | -45894.1 | - | - | -102 | - | - | - | - | - | - | -102 | - | - | -68034.7 | - | 1311.8 | 20930.8 | -
| Heat plants | -818.6 | - | - | -131.7 | - | - | - | - | - | - | -131.7 | - | - | -3163.9 | - | 2477 | - | -
| Gas works | 2218.8 | - | - | 2671.9 | - | 1242.5 | - | - | - | - | - | - | 1429.4 | -453.1 | - | - | - | -
| Blast furnaces | -69.2 | - | - | - | - | - | - | - | - | - | - | - | - | - | - | - | - | -69.2
| Oil refineries | -9210.3 | -265872.7 | -5728.5 | 262390.9 | 11151 | 10149 | 53948.7 | 25921.7 | - | 106145.3 | 9829.9 | 9888.9 | 35356.4 | - | - | - | - | -
| Petrochemical plants | 871.7 | - | - | 871.7 | - | - | - | - | - | - | - | - | 871.7 | - | - | - | - | -
| Other transformation processes | - | - | - | - | - | - | - | - | - | - | - | - | - | - | - | - | - | -
| Energy industries own use | 38973.8 | 168.1 | - | 17169.5 | 11151 | - | - | - | - | 85.3 | 696.7 | - | 5236.5 | 12889.8 | - | 974.7 | 7771.7 | -
| Losses | 59811.7 | 1887.5 | - |  | - | - | - | - | - | - | - | - | - | 43630 | - | 505.8 | 13788.4 | -
| Final consumption | 303385.2 | - | - | 110493.6 | - | 4059.5 | 44505.9 | 4131.8 | 68.9 | 35477.1 | 2378.8 | 8701.5 | 11170.1 | 142463.5 | 3772.5 | 2308.3 | 44041.3 | 306
| Final energy consumption | 280902.3 | - | - | 89661.8 | - | 3822.4 | 44505.9 | 3885.7 | 68.9 | 35477.1 | 1869 | 32.8 | - | 140944.1 | 3772.5 | 2308.3 | 44041.3 | 174.1
| Industry and construction | 33379.2 | - | - | 3224.3 | - | 246.5 | - | 4.3 | 4.3 | 1271.3 | 1665.1 | 32.8 | - | 23818.7 | 2.1 | 6.7 | 6327.4 | -
| Iron and steel | 2199.9 | - | - | 144.9 | - | 4.7 | - | - | - | - | 140.2 | - | - | 902.3 | - | - | 1152.7 | -
| Chemical and petrochemical | 8763.5 | - | - | 46.1 | - | 4.7 | - | - | 4.3 | 4.3 | - | 32.8 | - | 7913.5 | - | - | 803.9 | -
| Non-ferrous metal | 353.3 | - | - | 21.2 | - | - | - | - | - | - | 21.2 | - | - | 300.8 | - | - | 31.3 | -
| Non-metallic minerals | 5130.9 | - | - | 72.3 | - | - | - | - | - | 4.3 | 68 | - | - | 4491.9 | - | 0.8 | 565.9 | -
| Transport equipment | 247 | - | - | 4.3 | - | - | - | - | - | 4.3 | - | - | - | 203.1 | - | - | 39.6 | -
| Machinery | 955.8 | - | - | 4.3 | - | - | - | - | - | 4.3 | - | - | - | 546.8 | - | - | 404.7 | -
| Mining and quarrying | 729 | - | - | 281.6 | - | 4.7 | - | - | - | 196.2 | 80.7 | - | - | 175.8 | - | 5.9 | 265.7 | -
| Food and tobacco | 9633.1 | - | - | 900 | - | 28.5 | - | - | - | 162.1 | 709.4 | - | - | 7815.9 | 2.1 | - | 915.1 | -
| Paper, pulp and printing | 75 | - | - | - | - | - | - | - | - | - | - | - | - | 46.9 | - | - | 28.1 | -
| Wood and wood products | 22.9 | - | - | - | - | - | - | - | - | - | - | - | - | 7.8 | - | - | 15.1 | -
| Textile and leather | 348.5 | - | - | 17 | - | - | - | - | - | 8.5 | 8.5 | - | - | 136.7 | - | - | 194.8 | -
| Construction | 4250.2 | - | - | 1714.1 | - | 189.7 | - | 4.3 | - | 883 | 637.1 | - | - | 789 | - | - | 1747.1 | -
| Non-specified | 670.1 | - | - | 18.5 | - | 14.2 | - | - | - | 4.3 | - | - | - | 488.2 | - | - | 163.4 | -
| Transport | 71350.9 | - | - | 69214.7 | - | 901.1 | 43978.9 | 3881.4 | - | 20398.1 | 55.2 | - | - | - | 2.1 | - | 1959.8 | 174.3
| Road | 64010.8 | - | - | 64010.8 | - | 896.4 | 43978.9 | - | - | 19135.5 | - | - | - | - | - | - | - | -
| Rail | 1875.8 | - | - | 140.6 | - | - | - | - | - | 102.4 | 38.2 | - | - | - | 2.1 | - | 1558.8 | 174.3
| Domestic aviation | 3881.4 | - | - | 3881.4 | - | - | - | 3881.4 | - | - | - | - | - | - | - | - | - | -
| Domestic navigation | 1177.2 | - | - | 1177.2 | - | - | - | - | - | 1160.2 | 17 | - | - | - | - | - | - | -
| Pipeline | 405.7 | - | - | 4.7 | - | 4.7 | - | - | - | - | - | - | - | - | - | - | 401 | -
| Transport not elsewhere specified | - | - | - | - | - | - | - | - | - | - | - | - | - | - | - | - | - | -
| Other fields of economy | 176172.2 | - | - | 17222.8 | - | 2674.8 | 527 | - | 64.6 | 13807.7 | 148.7 | - | - | 117125.4 | 3768.3 | 2301.6 | 35754.1 | -
| Agriculture, forestry and fishing | 17023.9 | - | - | 13673.7 | - | 9.5 | 475.2 | - | - | 13142.3 | 46.7 | - | - | 898.4 | 54.6 | - | 2397.2 | -
| Commerce and public services | 18409.8 | - | - | 357.1 | - | 118.6 | - | - | - | 136.5 | 102 | - | - | 3816.2 | 668.3 | 930.4 | 12637.8 | -
| Households | 140738.5 | - | - | 3192 | - | 2546.7 | 51.8 | - | 64.6 | 528.9 | - | - | - | 112410.8 | 3045.4 | 1371.2 | 20719.1 | -
| Not elsewhere-specified | - | - | - | - | - | - | - | - | - | - | - | - | - |  | - | - | - | -
| Non-energy use | 22482.9 | - | - | 20831.8 | - | 237.1 | - | 246.1 | - | - | 509.8 | 8668.7 | 11170.1 | 1519.4 | - | - | - | 131.7

## 2015
62105.4
2.2 Energy balance by products in 2015
| terajoule |  | CRD |  |  |  |  | GSL | KER |  | DSL | MGO |  |  | NGA |  |  | ELCC
|  | Total all products | Crude oil (including gas condensate) | Refinery feedstocks | Petroleum products, total | including: | [8 empty] | Natural gas | Renewables and wastes | Heat | Electricity | Other fuel products
[6 empty] | Refinery gas | Liquefied gases | Motor gasoline | Kerosene - type jet fuel | Other kero- sene | Diesel fuel (gas oil) | Fuel oil | Bitumen | Other petroleum products
MIN | Primary production | 2557914.5 | 1793930 | - | - | - | - | - | - | - | - | - | - | - | 751362.1 | 12622.4 | - | - | -
IMP | Import | 12895.3 | - | - | 11847.4 | - | - | 1978.4 | - | 624.3 | 528.9 | 5734.8 | - | 2981 | - | - | - | 387 | 660.9
EXP | Export | -1928627.4 | -1513026 | - | -96495.9 | - | -735.1 | -203 | -10210.7 | - | -70595.7 | -4817.2 | - | -9934.2 | -318151.5 | - | - | -954 | -
| International bunkers | -13573.9 | - | - | -13573.9 | - | - | - | -11441.1 | - | -2132.8 | - | - | - | - | - | - | - | -
| International marine bunkers | -2132.8 | - | - | -2132.8 | - | - | - | - | - | -2132.8 | - | - | - | - | - | - | - | -
| International aviation bunkers | -11441.1 | - | - | -11441.1 | - | - | - | -11441.1 | - | - | - | - | - | - | - | - | - | -
| Stock changes | 23320.1 | 2572.7 | - | 7955.7 | - | -170.7 | 2168.5 | 354 | -43 | 2218.1 | 2663.5 | 122.8 | 642.5 | 12651.5 | 37.8 | - | - | 102.4
| Total energy supply | 651928.6 | 283476.7 | - | -90266.7 | - | -905.8 | 3943.9 | -21297.8 | 581.3 | -69981.5 | 3581.1 | 122.8 | -6310.7 | 445862.1 | 12660.2 | - | -567 | 763.3
| Statistical difference | 6271 | 1585.9 | - | 2512.8 | - | 33.4 | 846.7 | - | 86.1 | 1032.2 | 72.4 | 429.9 | 12.1 | 1785.3 | - | - | 387 | -
| Transfers | - | - | - | - | - | - | - | - | - | - | - | - | - | - | - | - | - | -
| Transformation processes | -159995.5 | -279456 | - | 253727.1 | 9170.6 | 8171.4 | 52868.8 | 29725.3 | - | 116800.7 | -2756.9 | 7034.9 | 32712.3 | -220267.1 | -9378.8 | 6501.1 | 88878.2 | -
| Electricity plants | -90683.7 | - | - | -2396.6 | - | - | - | - | - | -174.9 | -2221.7 | - | - | -139135.6 | -8964.8 | - | 59813.3 | -
| CHP plants | -57810.3 | - | - | -14315.8 | - | - | - | - | - | -17 | -14298.8 | - | - | -73635.9 | - | 1076.5 | 29064.9 | -
| Heat plants | -1814.6 | - | - | -17 | - | - | - | - | - | -4.3 | -12.7 | - | - | -7222.2 | - | 5424.6 | - | -
| Gas works | 1524.6 | - | - | 1798 | - | 711.4 | - | - | - | - | - | - | 1086.6 | -273.4 | - | - | - | -
| Blast furnaces | - | - | - | - | - | - | - | - | - | - | - | - | - | - | - | - | - | -
| Oil refineries | -11785.7 | -279456 | - | 267670.3 | 9170.6 | 7460 | 52868.8 | 29725.3 | - | 116996.9 | 13776.3 | 7034.9 | 30637.5 | - | - | - | - | -
| Petrochemical plants | 988.2 | - | - | 988.2 | - | - | - | - | - | - | - | - | 988.2 | - | - | - | - | -
| Other transformation processes | -414 | - | - | - | - | - | - | - | - | - | - | - | - | - | -414 | - | - | -
| Energy industries own use | 48858 | 491.3 | - | 13938.9 | 9170.6 | - | - | - | - | - | - | - | 4768.3 | 19647.2 | - | 612.1 | 14168.5 | -
| Losses | 55461.8 | 1943.5 | - | - | - | - | - | - | - | - | - | - | - | 42458.2 | - | 733.1 | 10327 | -
| Final consumption | 381342.3 | - | - | 147008.7 | - | 7232.2 | 55966 | 8427.5 | 495.2 | 45787 | 751.8 | 6727.8 | 21621.2 | 161704.3 | 3281.4 | 5155.9 | 63428.7 | 763.3
| Final energy consumption | 344985 | - | - | 112682.9 | - | 2119.8 | 55966 | 8151.2 | 68.9 | 45710.2 | 666.8 | - | - | 160306 | 3281.4 | 5155.9 | 63428.7 | 130.1
| Industry and construction | 56164.5 | - | - | 2827.8 | - | 147 | - | - | 4.3 | 2137.1 | 539.4 | - | - | 41930.9 | 19 | - | 11386.8 | -
| Iron and steel | 2787.2 | - | - | 25.5 | - | - | - | - | - | - | 25.5 | - | - | 1835.8 | - | - | 925.9 | -
| Chemical and petrochemical | 11521.8 | - | - | 8.6 | - | - | - | - | 4.3 | 4.3 | - | - | - | 10151.7 | - | - | 1361.5 | -
| Non-ferrous metal | 3130 | - | - | 4.2 | - | - | - | - | - | - | 4.2 | - | - | 168 | - | - | 2957.8 | -
| Non-metallic minerals | 11138.4 | - | - | 38.3 | - | - | - | - | - | 4.3 | 34 | - | - | 9960.3 | - | - | 1139.8 | -
| Transport equipment | 390.2 | - | - | 4.3 | - | - | - | - | - | 4.3 | - | - | - | 367.2 | - | - | 18.7 | -
| Machinery | 1811.6 | - | - | 4.3 | - | - | - | - | - | 4.3 | - | - | - | 1136.6 | - | - | 670.7 | -
| Mining and quarrying | 743.7 | - | - | 170.6 | - | - | - | - | - | 170.6 | - | - | - | 285.1 | - | - | 288 | -
| Food and tobacco | 16409.6 | - | - | 345.5 | - | 9.5 | - | - | - | 119.4 | 216.6 | - | - | 14729.5 | 12.7 | - | 1321.9 | -
| Paper, pulp and printing | 248.4 | - | - | - | - | - | - | - | - | - | - | - | - | 78.1 | - | - | 170.3 | -
| Wood and wood products | 156.9 | - | - | - | - | - | - | - | - | - | - | - | - | 109.4 | - | - | 47.5 | -
| Textile and leather | 505.9 | - | - | 12.7 | - | - | - | - | - | 8.5 | 4.2 | - | - | 257.8 | - | - | 235.4 | -
| Construction | 6034 | - | - | 2209.5 | - | 137.5 | - | - | - | 1817.1 | 254.9 | - | - | 1874.9 | 6.3 | - | 1943.3 | -
| Non-specified | 1286.8 | - | - | 4.3 | - | - | - | - | - | 4.3 | - | - | - | 976.5 | - | - | 306 | -
| Transport | 96866 | - | - | 94826.5 | - | 1005.4 | 55503.8 | 8151.2 | - | 30106.6 | 59.5 | - | - | 171.8 | 8.4 | - | 1734.8 | 124.5
| Road | 85428.3 | - | - | 85276 | - | 1000.7 | 55503.8 | - | - | 28771.5 | - | - | - | 152.3 | - | - | - | -
| Rail | 1831.7 | - | - | 277.2 | - | - | - | - | - | 264.5 | 12.7 | - | - | - | 8.4 | - | 1421.6 | 124.5
| Domestic aviation | 8159.7 | - | - | 8159.7 | - | - | - | 8151.2 | - | 8.5 | - | - | - | - | - | - | - | -
| Domestic navigation | 1108.9 | - | - | 1108.9 | - | - | - | - | - | 1062.1 | 46.8 | - | - | - | - | - | - | -
| Pipeline | 337.4 | - | - | 4.7 | - | 4.7 | - | - | - | - | - | - | - | 19.5 | - | - | 313.2 | -
| Transport not elsewhere specified | - | - | - | - | - | - | - | - | - | - | - | - | - | - | - | - | - | -
| Other fields of economy | 191954.5 | - | - | 15028.6 | - | 967.4 | 462.2 | - | 64.6 | 13466.5 | 67.9 | - | - | 118203.3 | 3254 | 5155.9 | 50307.1 | 5.6
| Agriculture, forestry and fishing | 18803.6 | - | - | 13297.5 | - | 4.7 | 444.9 | - | - | 12835.2 | 12.7 | - | - | 2167.8 | 84.3 | - | 3251.2 | 2.8
| Commerce and public services | 29320.1 | - | - | 432.6 | - | 99.6 | - | - | 51.7 | 226.1 | 55.2 | - | - | 8593.2 | 921 | 891 | 18479.5 | 2.8
| Households | 143830.8 | - | - | 1298.5 | - | 863.1 | 17.3 | - | 12.9 | 405.2 | - | - | - | 107442.3 | 2248.7 | 4264.9 | 28576.4 | -
| Not elsewhere-specified | - | - | - | - | - | - | - | - | - | - | - | - | - | - | - | - | - | -
| Non-energy use | 36357.3 | - | - | 34325.8 | - | 5112.4 | - | 276.3 | 426.3 | 76.8 | 85 | 6727.8 | 21621.2 | 1398.3 | - | - | - | 633.2

## 2019
|  |  | -266941.5 |  | 256780.2 | [9 empty] | #VALUE! | -9248.9 | 14016 | 93862.5
2.10 Energy balance by products in 2019
| terajoule |  | CRD |  |  |  |  | GSL | KRE |  | DSL | MGO |  |  | NGA |  |  | ELCC
|  | Total all products | Crude oil (including gas condensate) | Refinery feedstocks | Petroleum products, total | including: | [8 empty] | Natural gas | Renewables and wastes | Heat | Electricity | Other fuel products
[6 empty] | Refinery gas | Liquefied gases | Motor gasoline | Kerosene - type jet fuel | Other kero- sene | Diesel fuel | Fuel oil | Bitumen | Other petroleum products
MIN | Primary production | 2584672.1 | 1616076.7 | - | - | - | - | - | - | - | - | - | - | - | 957528.6 | 11066.8 | - | - | -
IMP | Import | 12678.1 | - | - | 11999.1 | - | 52.1 | 7343.5 | 2884 | 189.4 | 21.3 | - | 4.1 | 1504.7 | - | - | - | 492.8 | 186.2
EXP | Export | -1861834.3 | -1346170.4 | - | -48099.7 | - | -2499.3 | - | -5163.6 | - | -32461.2 | -8.5 | -495.5 | -7471.6 | -462197 | - | - | -5367.2 | -
| International bunkers | -14818.8 | - | - | -14818.8 | - | - | - | -13513.5 | - | -1305.3 | - | - | - | - | - | - | - | -
| International marine bunkers | -1305.3 | - | - | -1305.3 | - | - | - | - | - | -1305.3 | - | - | - | - | - | - | - | -
| International aviation bunkers | -13513.5 | - | - | -13513.5 | - | - | - | -13513.5 | - | - | - | - | - | - | - | - | - | -
| Stock changes | -7141.9 | -758.4 | - | -1403.8 | - | 464.7 | 1114.5 | -25.9 | - | 170.6 | -2081.5 | -200.6 | -845.6 | -4948.9 | -33.6 | - | - | 2.8
| Total energy supply | 713555.2 | 269147.9 | - | -52323.2 | - | -1982.5 | 8458 | -15819 | 189.4 | -33574.6 | -2090 | -692 | -6812.5 | 490382.7 | 11033.2 | - | -4874.4 | 189
| Statistical difference | 2461.4 | - | - | 955 | - | - | 375.8 | - | - | 563.1 | - | - | 16.1 | 1402.3 | - | - | 104.1 | -
| Transfers | - | - | - | - | - | - | - | - | - | - | - | - | - | - | - | - | - | -
| Transformation processes | -152555.3 | -266941.5 | - | 256780.2 | 10275.5 | 9959.2 | 50169 | 28779.8 | - | 95067.5 | 5365.2 | 10650.6 | 46513.4 | -241023.6 | -9248.9 | 14016 | 93862.5 | -
| Electricity plants | -85950 | - | - | -597.2 | - | - | - | - | - | -597.2 | - | - | - | -142783.8 | -9246.8 | - | 66677.8 | - | -0.43858 | 0.40055 |  | 0.43687
| CHP plants | -54926.9 | - | - | -8.5 | - | - | - | - | - | -8.5 | - | - | - | -89888.8 | - | 7785.7 | 27184.7 | - | 0.2864 | 0.389
| Heat plants | -1922.9 | - | - | -17 | - | - | - | - | - | -8.5 | -8.5 | - | - | -8136.2 | - | 6230.3 | - | - |  | 0.76415
| Gas works | 1174.4 | - | - | 1389.2 | - | 569.1 | - | - | - | - | - | - | 820.1 | -214.8 | - | - | - | -
| Blast furnaces | - | - | - | - | - | - | - | - | - | - | - | - | - | - | - | - | - | -
| Oil refineries | -10927.8 | -266941.5 | - | 256013.7 | 10275.5 | 9390.1 | 50169 | 28779.8 | - | 95681.7 | 5373.7 | 10650.6 | 45693.3 | - | - | - | - | - |  | 29 | 0.058468
| Petrochemical plants | - | - | - | - | - | - | - | - | - | - | - | - | - | - | - | - | - | - |  | 54 | 0.10887
| Other transformation processes | -2.1 | - | - | - | - | - | - | - | - | - | - | - | - | - | -2.1 | - | - | - |  | 98 | 0.19758
| Energy industries own use | 47230.5 | 452.5 | - | 13615.7 | 7968 | - | - | - | - | - | - | - | 5647.7 | 19479.2 | - | 9.6 | 13673.5 | - |  | 315 | 0.63508
| Losses | 38719.5 | 1753.9 | - | - | - | - | - | - | - | - | - | - | - | 28154.5 | - | 798.9 | 8012.2 | - |  | 496
| Final consumption | 472588.5 | - | - | 189886.3 | 2307.5 | 7976.7 | 58251.2 | 12960.8 | 189.4 | 60929.8 | 3275.2 | 9958.6 | 34037.1 | 200323.1 | 1784.3 | 13207.5 | 67198.3 | 189 |  |  |  |  | 441346.7 | 24715415.2
| Final energy consumption | 417127.7 | - | - | 135808.9 | - | 1033.7 | 58251.2 | 12960.8 | 25.8 | 60784.8 | 2655 | - | 97.6 | 199092.7 | 1784.3 | 13207.5 | 67198.3 | 36 |  |  | 93758.4 |  |  | 13.4973 | Mt CO2 from natural gas to power&heat
| Industry and construction | 67965.7 | - | - | 5794.4 | - | 23.5 | - | - | - | 3630 | 2043.3 | - | 97.6 | 38903.8 | 269 | 7166.1 | 15832.4 | - | [5 empty] | 11.2181 | Mt CO2 from natural gas to end use
| Iron and steel | 2365.1 | - | - | - | - | - | - | - | - | - | - | - | - | 1070.2 | - | - | 1294.9 | - | [5 empty] | 12.3426 | Mt CO2 from oil products
| Chemical and petrochemical | 22995.5 | - | - | 85 | - | - | - | - | - | - | - | - | 85 | 13917.1 | - | 7166.1 | 1827.3 | -
| Non-ferrous metal | 3361.1 | - | - | 123.2 | - | - | - | - | - | - | 123.2 | - | - | 74.2 | - | - | 3163.7 | - |  |  |  |  | Mt CO2e | PJ
| Non-metallic minerals | 12373.6 | - | - | 148.6 | - | - | - | - | - | 4.3 | 131.7 | - | 12.6 | 10460.3 | - | - | 1764.7 | - |  |  |  |  | 11.9207 | 212.8691 | Upstream natural gas consumption, ELC
| Transport equipment | 21.5 | - | - | 4.3 | - | - | - | - | - | 4.3 | - | - | - | 7.8 | - | - | 9.4 | - |  |  |  |  | 0.71031 | 10.9278 | Upstream Oil consumption in refineries, SUP
| Machinery | 1481.5 | - | - | 26 | - | 4.7 | - | - | - | 4.3 | 17 | - | - | 703.1 | - | - | 752.4 | - |  |  |  |  | 11.2181 | 200.3231 | End use natural gas
| Mining and quarrying | 1162.9 | - | - | 328.8 | - | 4.7 | - | - | - | 319.9 | 4.2 | - | - | 441.4 | - | - | 392.7 | - |  |  |  |  | 12.3426 | 189.8863 | End use Oil products
| Food and tobacco | 12769.2 | - | - | 289.6 | - | 4.7 | - | - | - | 89.5 | 195.4 | - | - | 9593.1 | 258.5 | - | 2628 | - |  |  |  |  | 36.1917 | 614.0063 | Total from energy sector
| Paper, pulp and printing | 361.2 | - | - | - | - | - | - | - | - | - | - | - | - | 97.7 | - | - | 263.5 | - |  |  |  |  | 37.8396 | 28.1545 | methane leakage
| Wood and wood products | 159.4 | - | - | - | - | - | - | - | - | - | - | - | - | 3.9 | - | - | 155.5 | - |  |  |  |  | 74.0313 | 642.1608 | Total from energy sector incl leakage
| Textile and leather | 1170.1 | - | - | 30.3 | - | 4.7 | - | - | - | 25.6 | - | - | - | 519.5 | - | - | 620.3 | -
| Construction | 8683.8 | - | - | 4707.5 | - | 4.7 | - | - | - | 3135.2 | 1567.6 | - | - | 1562.4 | 10.5 | - | 2403.4 | -
| Non-specified | 1060.8 | - | - | 51.1 | - | - | - | - | - | 46.9 | 4.2 | - | - | 453.1 | - | - | 556.6 | - | [5 empty] | https://ourworldindata.org/co2/country/azerbaijan
| Transport | 116855.9 | - | - | 115375.3 | - | 848.9 | 58030.9 | 12960.8 | 4.3 | 43513.4 | 17 | - | - | 23.4 | 2.1 | - | 1427.4 | 27.7 | [5 empty] | 14.3 | ELC
| Road | 100725.3 | - | - | 100725.3 | - | 848.9 | 58030.9 | - | - | 41845.5 | - | - | - | - | - | - | - | - | [5 empty] | 6.94 | AGR
| Rail | 1543 | - | - | 349.7 | - | - | - | - | - | 345.5 | 4.2 | - | - | - | 2.1 | - | 1163.5 | 27.7 | [5 empty] | 6.7 | Buildings
| Domestic aviation | 12978 | - | - | 12978 | - | - | - | 12960.8 | 4.3 | 12.9 | - | - | - | - | - | - | - | - | [5 empty] | 6.5 | Transport
| Domestic navigation | 1309.5 | - | - | 1309.5 | - | - | - | - | - | 1309.5 | - | - | - | - | - | - | - | - | [5 empty] | 3.92 | Waste
| Pipeline transport | 287.3 | - | - | - | - | - | - | - | - | - | - | - | - | 23.4 | - | - | 263.9 | - | [5 empty] | 2.8 | Manufacturing
| Transport not elsewhere specified | 12.8 | - | - | 12.8 | - | - | - | - | - | - | 12.8 | - | - | - | - | - | - | - | [5 empty] | 1.7 | Industry
| Other fields of economy | 232306.1 | - | - | 14639.2 | - | 161.3 | 220.3 | - | 21.5 | 13641.4 | 594.7 | - | - | 160165.5 | 1513.2 | 6041.4 | 49938.5 | 8.3 | [5 empty] | 1.36 | Other fuel combustion
| Agriculture, forestry and fishing | 21730.7 | - | - | 13511.1 | - | 9.5 | 190.1 | - | - | 12971.7 | 339.8 | - | - | 4085.7 | 12.6 | - | 4121.3 | - | [5 empty] | 0.7 | Avi/Shipping
| Commerce and public services | 51900.8 | - | - | 636.6 | - | 19 | - | - | 17.2 | 345.5 | 254.9 | - | - | 26521.7 | 1042.5 | 979.3 | 22712.4 | 8.3 | [5 empty] | -8.47 | LULUCF
| Households | 158674.6 | - | - | 491.5 | - | 132.8 | 30.2 | - | 4.3 | 324.2 | - | - | - | 129558.1 | 458.1 | 5062.1 | 23104.8 | - | [5 empty] | 36.45 | Total GHG emissions
| Not elsewhere-specified | - | - | - | - | - | - | - | - | - | - | - | - | - | - | - | - | - | - | [5 empty] | 34.06 | CO2 emissions´ish
| Non-energy use | 55460.8 | - | - | 54077.4 | 2307.5 | 6943 | - | - | 163.6 | 145 | 620.2 | 9958.6 | 33939.5 | 1230.4 | - | - | - | 153
Note on B25: Mikkel Bosack: could very well be energy consumption for the oil refineries

## 3.10
Figur 3.10 | Produksjon og anslått framtidig produksjon av petroleum på norsk sokkel
Mill. Sm3 o.e
|  |  | MtOe | PJ
|  | 2010 | 231.1 | 9267.11
|  | 2011 | 219.6 | 8805.96
|  | 2012 | 226.3 | 9074.63
|  | 2013 | 215.4 | 8637.54
|  | 2014 | 217.8 | 8733.78
|  | 2015 | 229.9 | 9218.99
|  | 2016 | 232.9 | 9339.29
|  | 2017 | 239 | 9583.9
|  | 2018 | 229.5 | 9202.95
|  | 2019 | 215.6 | 8645.56
|  | 2020 | 233.4 | 9359.34
|  | 2021 | 242.2 | 9712.22
|  | 2022 | 250.2 | 10033.02
|  | 2023 | 254.1 | 10189.41
|  | 2024 | 256.1 | 10269.61
|  | 2025 | 254.9 | 10221.49
|  | 2026 | 251.9 | 10101.19
|  | 2027 | 244.5 | 9804.45
|  | 2028 | 234 | 9383.4
|  | 2029 | 220.5 | 8842.05
|  | 2030 | 206.8 | 8292.68
|  | 2031 | 194.7 | 7807.47
|  | 2032 | 183.9 | 7374.39
|  | 2033 | 173.9 | 6973.39
|  | 2034 | 165.1 | 6620.51
|  | 2035 | 156.8 | 6287.68
|  | 2036 | 150 | 6015
|  | 2037 | 143.3 | 5746.33
|  | 2038 | 136.4 | 5469.64
|  | 2039 | 130.2 | 5221.02
|  | 2040 | 124.1 | 4976.41
|  | 2041 | 118.4 | 4747.84
|  | 2042 | 112.9 | 4527.29
|  | 2043 | 107.8 | 4322.78
|  | 2044 | 103 | 4130.3
|  | 2045 | 98.4 | 3945.84
|  | 2046 | 94.6 | 3793.46
|  | 2047 | 91.3 | 3661.13
|  | 2048 | 87.8 | 3520.78
|  | 2049 | 84.8 | 3400.48
|  | 2050 | 82.5 | 3308.25

## Data_by_sector
GHG emissions, Gg CO2 equivalent | 1990 | 1991 | 1992 | 1993 | 1994 | 1995 | 1996 | 1997 | 1998 | 1999 | 2000 | 2001 | 2002 | 2003 | 2004 | 2005 | 2006 | 2007 | 2008 | 2009 | 2010 | 2011 | 2012 | 2013 | Change from 1990 to 2013
Summary Total
CO2 emissions without LULUCF / LUCF | 55893.73 | 51901.46 | 44546.68 | 39136.42 | 34272.68 | 36561.35 | 29965.84 | 28935.02 | 28567.01 | 27869.25 | 29010.24 | 28243.15 | 28031.43 | 30733.16 | 33010.79 | 35472.53 | 34310.57 | 29284.63 | 32283.34 | 26893.1 | 26411.83 | 28083.87 | 29847.75 | 39228.8942 | -29.82%
CO2 net emissions/removals by LULUCF / LUCF | -3690 | -3650 | -3621 | -3618 | -3715 | -3790 | -3855 | -4068 | -4556 | -4618 | -4870 | -4893 | -5089 | -5225 | -5276 | -5349 | -5353 | -5438 | -5383 | -5360 | -5410 | -5435 | -5442 | -6200.0671 | 68.02%
CO2 net emissions/removals with LULUCF / LUCF | 52203.73 | 48251.46 | 40925.68 | 35518.42 | 30557.68 | 32771.35 | 26110.84 | 24867.02 | 24011.01 | 23251.25 | 24140.24 | 23350.15 | 22942.43 | 25508.16 | 27734.79 | 30123.53 | 28957.57 | 23846.63 | 26900.34 | 21533.1 | 21001.83 | 22648.87 | 24405.75 | 33028.8271 | -36.73%
GHG emissions without LULUCF / LUCF | 73385.78 | 66568.96 | 57604.85 | 50842.94 | 45065.06 | 47539.94 | 40316.85 | 39318.38 | 38821.97 | 39090.76 | 40624.5 | 40828.82 | 40779.79 | 43684.26 | 46259.96 | 49322.49 | 49235.65 | 46944.33 | 53779.54 | 48281.83 | 48048.28 | 49128.55 | 51803.95 | 57994.773 | -20.97%
GHG net emissions/removals by LULUCF / LUCF | -3690 | -3650 | -3621 | -3618 | -3715 | -3790 | -3855 | -4068 | -4556 | -4618 | -4870 | -4893 | -5089 | -5225 | -5276 | -5349 | -5353 | -5438 | -5383 | -5360 | -5410 | -5435 | -5442 | -6198.1157 | 67.97%
GHG net emissions/removals with LULUCF / LUCF | 69695.78 | 62918.96 | 53983.85 | 47224.94 | 41350.06 | 43749.94 | 36461.85 | 35250.38 | 34265.97 | 34472.76 | 35754.5 | 35935.82 | 35690.79 | 38459.26 | 40983.96 | 43973.49 | 43882.65 | 41506.33 | 48396.54 | 42921.83 | 42638.28 | 43693.55 | 46361.95 | 51796.6573 | -25.68%
Breakdown by sub-sectors
1. Energy | 63869.2 | 59016.45 | 50060.87 | 44111.6 | 39178.78 | 41971.94 | 34645.63 | 33280.11 | 32505.45 | 32082.25 | 32942 | 32664.96 | 32087.73 | 34641.55 | 36653.9 | 39158.5 | 38591.1 | 35620.6 | 42498 | 37159.2 | 36562.7 | 37456.5 | 39361 | 49232.1612 | -22.92%
1.A.1. Energy industries | 22488 | 21181.54 | 22826.52 | 22370.99 | 16800.58 | 16046.84 | 15900.45 | 15141.64 | 15889.17 | 15845.95 | 16548 | 15541.03 | 14089.38 | 15583.58 | 16956.05 | 17452 | 17820 | 15473 | 14995 | 12089 | 10748 | 11338 | 12586 | 16048.5095 | -28.64%
1.A.2. Manufacturing industries and construction | 17709 | 17508.24 | 10613.57 | 8504.65 | 8042.53 | 10132.55 | 5363.49 | 4903.31 | 2845.88 | 2882.77 | 2711 | 2401.04 | 3240.5 | 2778.53 | 2259.42 | 2099 | 2021 | 456 | 2157 | 1237 | 1092 | 1878 | 2385 | 2423.5108 | -86.31%
1.A.3. Transport | 5394 | 4701.74 | 3943.9 | 3638.13 | 3182.68 | 2843.22 | 2638.81 | 2446.86 | 2218.49 | 1362.23 | 2119 | 2330.17 | 2715.16 | 2952.43 | 3734.26 | 4158 | 4727 | 3729 | 4686 | 4165 | 4861 | 5057 | 5223 | 7413.3225 | 37.44%
1.A.4. Other sectors | 8522 | 7507.14 | 6181.43 | 4008.63 | 6002.56 | 6457.36 | 4590.55 | 4396.57 | 3603.51 | 3820.58 | 4864 | 5334.03 | 6161.5 | 6818.77 | 6398.65 | 7555 | 6461 | 6928 | 8468 | 7877 | 8138 | 7885 | 6852 | 6827.2096 | -19.89%
1.A.5. Other | 743 | 1.45 | 8.18 | 6.51 | 1.45 | 1035.76 | 1407.5 | 1941.74 | 3949.07 | 3906.95 | 2668 | 2414.04 | 1410.37 | 2071.96 | 2883.99 | 3075 | 2016 | 1210 | 831 | 720 | 537 | 431 | 849 | NO | –
1.B. Fugitive emissions from Fuels | 9013.2 | 8054.34 | 6419.07 | 5520.69 | 5096.28 | 5403.51 | 4698.33 | 4403.49 | 3952.83 | 4220.37 | 4032 | 4610.55 | 4439.82 | 4399.08 | 4381.23 | 4819.5 | 5546.1 | 7824.6 | 11361 | 11071.2 | 11186.7 | 10867.5 | 11466 | 16519.6088 | 83.28%
2. Industrial Processes | 1402.73 | 1356.69 | 1242 | 800.09 | 430.84 | 171.73 | 112.5 | 148.79 | 98.48 | 84.58 | 552.24 | 699.85 | 910.51 | 1056.93 | 1352.45 | 1779.53 | 1983.57 | 2301.63 | 2041.34 | 1779.1 | 2102.83 | 2412.87 | 2934.75 | 1299.6112 | -7.351%
2.A. Mineral Products | 512.73 | 454.6 | 421.56 | 311.35 | 222.72 | 96.95 | 108.18 | 146.45 | 97.1 | 82.83 | 121.18 | 253.11 | 409.57 | 489.07 | 692.38 | 746.38 | 804.62 | 828.63 | 770.84 | 621.62 | 618.08 | 688.77 | 961.1 | 729.7851 | 42.33%
2.B. Chemical Industry |  | 38.1 | 29.1 | 20.4 | 22.2 | 5.55 | 1.2 | [16 empty] | 181.492 | –
2.C. Metal Production | 630 | 600 | 595.5 | 337.5 | 55.5 | 3.6 | 1.65 | 1.5 | 0.75 | 0.49 | 0.06 | 6.9 | 49.05 | 84.6 | 135.6 | 429.15 | 502.95 | 702 | 417.5 | 225.48 | 459.75 | 848.1 | 1033.65 | 360.952 | -42.71%
2.D. Other Production | [23 empty] | NO | –
2.E. Production of Halocarbons and SF6 | [23 empty] | NO | –
2.F. Consumption of Halocarbons and SF6 | [23 empty] | 1.032 | –
2.G. Other |  | NA | NA | NA | NA | NA | NA | NA | NA | NA |  | NA | NA | NA | NA | [8 empty] | 26.3501 | –
3. Solvents |  | NA | NA | NA | NA | NA | NA | NA | NA | NA |  | NA | NA | NA | NA | [8 empty] | NO | –
4. Agriculture | 6261.65 | 4495.87 | 4591.53 | 4202.32 | 3711.86 | 3631.48 | 3779.65 | 4099.91 | 4423.85 | 5124.49 | 5377.26 | 5604.97 | 5896.73 | 6075.55 | 6283.58 | 6469.46 | 6688.98 | 7003.1 | 7175.2 | 7265.53 | 7243.75 | 7098.18 | 7032.8 | 6694.2147 | 6.908%
4.A. Enteric Fermentation | 2428.86 | 2411.01 | 2318.19 | 2361.45 | 2148.09 | 2193.45 | 2306.64 | 2414.58 | 2512.65 | 2581.74 | 2711.52 | 2838.99 | 2964.99 | 3059.49 | 3156.72 | 3227.28 | 3421.95 | 3515.19 | 3708.18 | 3653.79 | 3683.4 | 3582.6 | 3487.05 | 3712.9785 | 52.87%
4.B. Manure Management | 650.9 | 637.92 | 617.01 | 536.94 | 495.86 | 489.34 | 510.87 | 563.14 | 615.62 | 888.99 | 910.89 | 937.78 | 967.77 | 989.46 | 1018.61 | 1037.99 | 1053.22 | 1077.38 | 1123.27 | 1104.32 | 1112.04 | 1105.31 | 1020.57 | 1032.0304 | 58.55%
4.C. Rice Cultivation | 1.05 | 2.1 | 1.89 | 2.52 | 2.1 | 4.2 | 5.04 | 5.25 | 5.25 | 7.56 | 9.45 | 7.98 | 7.56 | 6.93 | 5.46 | 4.83 | 2.52 | 2.31 | 2.73 | 3.57 | 3.36 | 3.36 | 3.36 | 15.6738 | 1393%
4.D. Agricultural Soils | 3143.4 | 1407.4 | 1630.6 | 1283.4 | 1047.8 | 926.9 | 939.3 | 1106.7 | 1280.3 | 1636.8 | 1736 | 1810.4 | 1946.8 | 2008.8 | 2089.4 | 2182.4 | 2208.19 | 2396.3 | 2331.2 | 2498.6 | 2436.6 | 2399.4 | 2514.1 | 1933.532 | -38.49%
4.E. Prescribed Burning of Savannas |  | NA | NA | NA | NA | NA | NA | NA | NA | NA |  | NA | NA | NA | NA | [8 empty] | NA | –
4.F. Field Burning of Agricultural Residues | 28.14 | 28.14 | 17.64 | 14.91 | 14.91 | 14.49 | 14.7 | 7.14 | 6.93 | 6.3 | 6.3 | 6.72 | 6.51 | 7.77 | 10.29 | 13.86 |  | 8.82 | 6.72 | 5.25 | 5.25 | 4.41 | 4.62 | NA | –
4.G. Other | 9.3 | 9.3 | 6.2 | 3.1 | 3.1 | 3.1 | 3.1 | 3.1 | 3.1 | 3.1 | 3.1 | 3.1 | 3.1 | 3.1 | 3.1 | 3.1 | 3.1 | 3.1 | 3.1 |  | 3.1 | 3.1 | 3.1 |  | –
5bis. Land-Use Change and Forestry | -3690 | -3650 | -3621 | -3618 | -3715 | -3790 | -3855 | -4068 | -4556 | -4618 | -4870 | -4893 | -5089 | -5225 | -5276 | -5349 | -5353 | -5438 | -5383 | -5360 | -5410 | -5435 | -5442 | -6198.1157 | 67.97%
5bis.A. Changes in Forest and Other Woody Biomass Stocks | -3690 | [9 empty] | -4870 |  |  |  |  | -5349 | -5353 | -5438 | -5383 | -5360 | -5410 | -5435 | -5442 | -6248.4782 | 69.34%
5bis.B. Forest and Grassland Conversion | [23 empty] | -1705.869 | –
5bis.C. Abandonment of Managed Lands | [23 empty] | NA | –
5bis.D. CO2 Emissions and Removals from Soil | [23 empty] | 1732.793 | –
5bis.E. Other | [23 empty] | 23.4385 | –
6. Waste | 1852.2 | 1699.95 | 1710.45 | 1728.93 | 1743.58 | 1764.79 | 1779.07 | 1789.57 | 1794.19 | 1799.44 | 1753 | 1859.04 | 1884.82 | 1910.23 | 1970.03 | 1915 | 1972 | 2019 | 2065 | 2078 | 2139 | 2161 | 2475.4 | 768.7859 | -58.49%
6.A. Solid Waste Disposal on Land |  | 1361.64 | 1370.25 | 1385.79 | 1393.98 | 1413.09 | 1423.17 | 1431.36 | 1432.83 | 1433.67 |  | 1463.7 | 1479.03 | 1494.78 | 1537.41 | [8 empty] | 627.9103 | –
6.B. Wastewater Handling | 223.2 | 338.31 | 340.2 | 343.14 | 349.6 | 351.7 | 355.9 | 358.21 | 361.36 | 365.77 |  | 311.64 | 318.99 | 328.65 | 342.72 | [7 empty] | 291.4 | 55.1099 | -75.31%
6.C. Waste Incineration | [11 empty] | 83.7 | 86.8 | 86.8 | 89.9 | [8 empty] | 26.1541 | –
6.D. Other | [23 empty] | 59.6116 | –
7. Other | [23 empty] | NO | –
Average annual changes, in percent |  | 1990/1991 | 1991/1992 | 1992/1993 | 1993/1994 | 1994/1995 | 1995/1996 | 1996/1997 | 1997/1998 | 1998/1999 | 1999/2000 | 2000/2001 | 2001/2002 | 2002/2003 | 2003/2004 | 2004/2005 | 2005/2006 | 2006/2007 | 2007/2008 | 2008/2009 | 2009/2010 | 2010/2011 | 2011/2012 | 2012/2013 | 1990/2013
Summary Total
CO2 emissions without LULUCF / LUCF |  | -7.143% | -14.17% | -12.15% | -12.43% | 6.678% | -18.04% | -3.44% | -1.272% | -2.443% | 4.094% | -2.644% | -0.7496% | 9.638% | 7.411% | 7.457% | -3.276% | -14.65% | 10.24% | -16.7% | -1.79% | 6.331% | 6.281% | 31.43% | -1.528%
CO2 net emissions/removals by LULUCF / LUCF |  | -1.084% | -0.7945% | -0.08285% | 2.681% | 2.019% | 1.715% | 5.525% | 12% | 1.361% | 5.457% | 0.4723% | 4.006% | 2.672% | 0.9761% | 1.384% | 0.07478% | 1.588% | -1.011% | -0.4273% | 0.9328% | 0.4621% | 0.1288% | 13.93% | 2.282%
CO2 net emissions/removals with LULUCF / LUCF |  | -7.571% | -15.18% | -13.21% | -13.97% | 7.244% | -20.32% | -4.764% | -3.442% | -3.164% | 3.823% | -3.273% | -1.746% | 11.18% | 8.729% | 8.613% | -3.871% | -17.65% | 12.81% | -19.95% | -2.467% | 7.842% | 7.757% | 35.33% | -1.971%
GHG emissions without LULUCF / LUCF |  | -9.289% | -13.47% | -11.74% | -11.36% | 5.492% | -15.19% | -2.477% | -1.263% | 0.6924% | 3.924% | 0.5029% | -0.1201% | 7.122% | 5.896% | 6.62% | -0.1761% | -4.654% | 14.56% | -10.22% | -0.4837% | 2.248% | 5.446% | 11.95% | -1.018%
GHG net emissions/removals by LULUCF / LUCF |  | -1.084% | -0.7945% | -0.08285% | 2.681% | 2.019% | 1.715% | 5.525% | 12% | 1.361% | 5.457% | 0.4723% | 4.006% | 2.672% | 0.9761% | 1.384% | 0.07478% | 1.588% | -1.011% | -0.4273% | 0.9328% | 0.4621% | 0.1288% | 13.89% | 2.28%
GHG net emissions/removals with LULUCF / LUCF |  | -9.723% | -14.2% | -12.52% | -12.44% | 5.804% | -16.66% | -3.323% | -2.793% | 0.6035% | 3.718% | 0.5071% | -0.6819% | 7.757% | 6.565% | 7.294% | -0.2066% | -5.415% | 16.6% | -11.31% | -0.6606% | 2.475% | 6.107% | 11.72% | -1.282%
Breakdown by sub-sectors
1. Energy |  | -7.598% | -15.17% | -11.88% | -11.18% | 7.129% | -17.46% | -3.941% | -2.328% | -1.302% | 2.68% | -0.841% | -1.767% | 7.959% | 5.809% | 6.833% | -1.449% | -7.697% | 19.31% | -12.56% | -1.605% | 2.445% | 5.085% | 25.08% | -1.125%
1.A.1. Energy industries |  | -5.81% | 7.766% | -1.996% | -24.9% | -4.486% | -0.9123% | -4.772% | 4.937% | -0.272% | 4.43% | -6.085% | -9.341% | 10.61% | 8.807% | 2.925% | 2.109% | -13.17% | -3.089% | -19.38% | -11.09% | 5.489% | 11.01% | 27.51% | -1.456%
1.A.2. Manufacturing industries and construction |  | -1.134% | -39.38% | -19.87% | -5.434% | 25.99% | -47.07% | -8.58% | -41.96% | 1.296% | -5.959% | -11.43% | 34.96% | -14.26% | -18.68% | -7.1% | -3.716% | -77.44% | 373% | -42.65% | -11.72% | 71.98% | 27% | 1.615% | -8.284%
1.A.3. Transport |  | -12.83% | -16.12% | -7.753% | -12.52% | -10.67% | -7.189% | -7.274% | -9.333% | -38.6% | 55.55% | 9.966% | 16.52% | 8.739% | 26.48% | 11.35% | 13.68% | -21.11% | 25.66% | -11.12% | 16.71% | 4.032% | 3.283% | 41.94% | 1.392%
1.A.4. Other sectors |  | -11.91% | -17.66% | -35.15% | 49.74% | 7.577% | -28.91% | -4.226% | -18.04% | 6.024% | 27.31% | 9.663% | 15.51% | 10.67% | -6.161% | 18.07% | -14.48% | 7.228% | 22.23% | -6.979% | 3.313% | -3.109% | -13.1% | -0.3618% | -0.9594%
1.A.5. Other |  | -99.8% | 464.1% | -20.42% | -77.73% | 71332% | 35.89% | 37.96% | 103.4% | -1.067% | -31.71% | -9.519% | -41.58% | 46.91% | 39.19% | 6.623% | -34.44% | -39.98% | -31.32% | -13.36% | -25.42% | -19.74% | 96.98% | – | –
1.B. Fugitive emissions from Fuels |  | -10.64% | -20.3% | -14% | -7.688% | 6.029% | -13.05% | -6.275% | -10.23% | 6.768% | -4.463% | 14.35% | -3.703% | -0.9176% | -0.4058% | 10% | 15.08% | 41.08% | 45.2% | -2.551% | 1.043% | -2.853% | 5.507% | 44.07% | 2.669%
2. Industrial Processes |  | -3.282% | -8.454% | -35.58% | -46.15% | -60.14% | -34.49% | 32.26% | -33.81% | -14.11% | 552.9% | 26.73% | 30.1% | 16.08% | 27.96% | 31.58% | 11.47% | 16.03% | -11.31% | -12.85% | 18.2% | 14.74% | 21.63% | -55.72% | -0.3314%
2.A. Mineral Products |  | -11.34% | -7.268% | -26.14% | -28.47% | -56.47% | 11.58% | 35.38% | -33.7% | -14.7% | 46.3% | 108.9% | 61.82% | 19.41% | 41.57% | 7.799% | 7.803% | 2.984% | -6.974% | -19.36% | -0.5695% | 11.44% | 39.54% | -24.07% | 1.547%
2.B. Chemical Industry |  | – | -23.62% | -29.9% | 8.824% | -75% | -78.38% | – | – | – | – | – | – | – | – | – | – | – | – | – | – | – | – | – | –
2.C. Metal Production |  | -4.762% | -0.75% | -43.32% | -83.56% | -93.51% | -54.17% | -9.091% | -50% | -34.67% | -87.76% | 11400% | 610.9% | 72.48% | 60.28% | 216.5% | 17.2% | 39.58% | -40.53% | -45.99% | 103.9% | 84.47% | 21.88% | -65.08% | -2.393%
2.D. Other Production | bar: 1990/1991 to – 1990/2013
2.E. Production of Halocarbons and SF6 | bar: 1990/1991 to – 1990/2013
2.F. Consumption of Halocarbons and SF6 | bar: 1990/1991 to – 1990/2013
2.G. Other | bar: 1990/1991 to – 1990/2013
3. Solvents | bar: 1990/1991 to – 1990/2013
4. Agriculture |  | -28.2% | 2.128% | -8.477% | -11.67% | -2.165% | 4.08% | 8.473% | 7.901% | 15.84% | 4.933% | 4.235% | 5.205% | 3.033% | 3.424% | 2.958% | 3.393% | 4.696% | 2.457% | 1.259% | -0.2998% | -2.01% | -0.9211% | -4.814% | 0.2909%
4.A. Enteric Fermentation |  | -0.7349% | -3.85% | 1.866% | -9.035% | 2.112% | 5.16% | 4.68% | 4.062% | 2.75% | 5.027% | 4.701% | 4.438% | 3.187% | 3.178% | 2.235% | 6.032% | 2.725% | 5.49% | -1.467% | 0.8104% | -2.737% | -2.667% | 6.479% | 1.862%
4.B. Manure Management |  | -1.994% | -3.278% | -12.98% | -7.651% | -1.315% | 4.4% | 10.23% | 9.319% | 44.41% | 2.463% | 2.952% | 3.198% | 2.241% | 2.946% | 1.903% | 1.467% | 2.294% | 4.259% | -1.687% | 0.6991% | -0.6052% | -7.667% | 1.123% | 2.024%
4.C. Rice Cultivation |  | 100% | -10% | 33.33% | -16.67% | 100% | 20% | 4.167% | – | 44% | 25% | -15.56% | -5.263% | -8.333% | -21.21% | -11.54% | -47.83% | -8.333% | 18.18% | 30.77% | -5.882% | – | – | 366.5% | 12.47%
4.D. Agricultural Soils |  | -55.23% | 15.86% | -21.29% | -18.36% | -11.54% | 1.338% | 17.82% | 15.69% | 27.85% | 6.061% | 4.286% | 7.534% | 3.185% | 4.012% | 4.451% | 1.182% | 8.519% | -2.717% | 7.181% | -2.481% | -1.527% | 4.78% | -23.09% | -2.091%
4.E. Prescribed Burning of Savannas | bar: 1990/1991 to – 1990/2013
4.F. Field Burning of Agricultural Residues |  | – | -37.31% | -15.48% | – | -2.817% | 1.449% | -51.43% | -2.941% | -9.091% | – | 6.667% | -3.125% | 19.35% | 32.43% | 34.69% | – | – | -23.81% | -21.88% | – | -16% | 4.762% | – | –
4.G. Other |  | – | -33.33% | -50% | – | – | – | – | – | – | – | – | – | – | – | – | – | – | – | – | – | – | – | – | –
5bis. Land-Use Change and Forestry |  | -1.084% | -0.7945% | -0.08285% | 2.681% | 2.019% | 1.715% | 5.525% | 12% | 1.361% | 5.457% | 0.4723% | 4.006% | 2.672% | 0.9761% | 1.384% | 0.07478% | 1.588% | -1.011% | -0.4273% | 0.9328% | 0.4621% | 0.1288% | 13.89% | 2.28%
5bis.A. Changes in Forest and Other Woody Biomass Stocks |  | – | – | – | – | – | – | – | – | – | – | – | – | – | – | – | 0.07478% | 1.588% | -1.011% | -0.4273% | 0.9328% | 0.4621% | 0.1288% | 14.82% | 2.316%
5bis.B. Forest and Grassland Conversion | bar: 1990/1991 to – 1990/2013
5bis.C. Abandonment of Managed Lands | bar: 1990/1991 to – 1990/2013
5bis.D. CO2 Emissions and Removals from Soil | bar: 1990/1991 to – 1990/2013
5bis.E. Other | bar: 1990/1991 to – 1990/2013
6. Waste |  | -8.22% | 0.6177% | 1.08% | 0.8473% | 1.216% | 0.8092% | 0.5902% | 0.2582% | 0.2926% | -2.581% | 6.049% | 1.387% | 1.348% | 3.131% | -2.793% | 2.977% | 2.383% | 2.278% | 0.6295% | 2.936% | 1.029% | 14.55% | -68.94% | -3.751%
6.A. Solid Waste Disposal on Land |  | – | 0.6323% | 1.134% | 0.591% | 1.371% | 0.7133% | 0.5755% | 0.1027% | 0.05863% | – | – | 1.047% | 1.065% | 2.852% | – | – | – | – | – | – | – | – | – | –
6.B. Wastewater Handling |  | 51.57% | 0.5587% | 0.8642% | 1.883% | 0.6007% | 1.194% | 0.6491% | 0.8794% | 1.22% | – | – | 2.358% | 3.028% | 4.281% | – | – | – | – | – | – | – | – | -81.09% | -5.9%
6.C. Waste Incineration |  | – | – | – | – | – | – | – | – | – | – | – | 3.704% | – | 3.571% | – | – | – | – | – | – | – | – | – | –
6.D. Other | bar: 1990/1991 to – 1990/2013
7. Other | bar: 1990/1991 to – 1990/2013

## BiomassCost
Feedstocks
Summary of feedstocks
[17 empty] | fuels sheet rows | 29 | 47 | 59 | 61 | 91 | 94 | 95
| Opstrøm råstof emissioner beregnet ud fra energiforbrug (men ikke LUC/iLUC) | [16 empty] | DKK/GJ | DKK/GJ | % | kg/GJ | kg/GJ | kg/GJ | kg/GJ
|  |  | Energiindh. | SØK pris an værk |  | Opstrøm energiforbr | Opstrøm energi kilde (dvs. transport/motor form for råstoffet) | Netto energifrembringelse | Proces CO2 ækv. | Proces SO2 ækv. | Proces NOx ækv. | Proces energi, type | Netto virkningsgrad importerede | LUC/iLUC CO2 ækv. | Sensitivity LUC/iLUC | Total opstrøm CO? emis |  | Y | Y |  |  | C | F | G
| Drivmiddel |  | GJ/unit | DKK/unit | DKK/GJ | GJ/unit | Type | % | kg/GJ | kg/GJ | kg/GJ |  | kg/GJ | kg/GJ | % | kg/GJ
| Hvede |  | 17 | 72.4 | 72.4 | 1.8 |  | 90.4% | 16.74 | 5.3e-05 | 0.0738 |  |  | 7.22 | 0% | 23.96
| Sugarbeets |  | 19 | 10.6 | 10.6 | 1.8 |  | 91.4% | 9.26 | 4.7e-05 | 0.066 |  |  | 9.44 | 0% | 18.7
| Halm |  | 14.5 | 40.9 | 40.9 | 0.53 |  | 96.5% | 2.51 | 1.8e-05 | 0.0253 |  |  | 9.25 | 0% | 11.76
| Rapsfrø |  | 27 | 101.7 | 101.7 | 6.23 |  | 81.2% | 35.88 | 0.000115 | 0.161 |  |  | 32.61 | 0% | 68.49
| Rapsolie |  | 37 | 148.8 | 148.8 | 9.67 |  | 79.3% | 48.61 | 0 | 0 |  |  | 50.6 | 0% | 99.21
| Naturgas |  | 39.5 | 69.8 | 69.8 | 6.71 |  | 85.5% | 13 | 7.3e-05 | 0.0094 |  |  | 0 | 0% | 13 |  |  | 4.6%
| Træ |  | 17.4 | 48.1 | 48.1 | 0.67 |  | 96.3% | 5.4 | 1.9e-05 | 0.0268 |  |  | -2.15 | 0% | 3.25
| Træpiller |  | 17.4 | 65.5 | 65.5 | 0.67 |  | 96.3% | 5.4 | 1.9e-05 | 0.0268 |  |  | -2.15 | 0% | 3.25
| Elektricitet |  | 1 | 72.5 | 72.5 | 0.05 |  | 94.9% | 0.26 | 2.7e-05 | 0.0375 |  |  | 0 | 0% | 0.26
| Oplade-el-brændsel |  | 1 |  | 72.5 | 0.05 |  | 94.9% | 0.26 | 2.7e-05 | 0.0375 |  |  | 0 | 0% | 0.26
| Kul |  | 26.5 | 20.2 | 20.2 | 2.36 |  | 91.8% | 15.32 | 4.5e-05 | 0.0621 |  |  | 0 | 0% | 15.32
| Råolie |  | 43 | 102.2 | 102.2 | 9.08 |  | 82.6% | 22.6 | 0.000106 | 0.1473 |  |  | 0 | 0% | 22.6
| Biomasse |  | 0.6 | 47.2 | 47.2 | 0 |  | 100% | 3.53 | 0 | 0 |  |  | 0 | 0% | 3.53
| Ethanol på sukkerrør |  | 26.8 | 207.6 | 207.6 | 4.77 |  | 84.9% | 24.16 | 7.7e-05 | 0.0098 |  |  | 0 | 0% | 24.16
| Biodiesel på palmeolie |  | 37 | 162.9 | 162.9 | 11.14 |  | 76.9% | 67.93 | 0.000151 | 0.2101 |  |  | 0 | 0% | 67.93
Opdateret fra Alternative Drivmiddel modellen 3.02 - d. 01-03-2016 - SDO@ens.dk
Data for Feedstocks
| Emissions from process energy use in production of feedstock | [5 empty] | Unit emissions from upstream process, g/GJ
| Feedstock | Unit | SO₂ | NOx | Process |  |  | g SO2/GJ | g NOx/g
| Hvede | kg/GJ | 5e-05 | 0.07 | Lastbil, by |  | Lastbil, by | 0.5 | 697.7
| Sugarbeets | kg/GJ | 5e-05 | 0.07 | Lastbil, by |  | Naturgas | 0.43 | 55
| Halm | kg/GJ | 2e-05 | 0.03 | Lastbil, by |  | Skib | 0.5 | 697.7
| Rapsfrø | kg/GJ | 0.00012 | 0.16 | Lastbil, by
| Rapeseed cake | kg/GJ
| Rapsolie | kg/GJ
| Naturgas | kg/GJ | 7e-05 | 0.01 | Naturgas
| Træ | kg/GJ | 2e-05 | 0.03 | Lastbil, by
| Træpiller | kg/GJ | 2e-05 | 0.03 | Lastbil, by
| Elektricitet | kg/GJ | 3e-05 | 0.04 | Lastbil, by
| Oplade-el-brændsel | kg/GJ | 3e-05 | 0.04 | Lastbil, by
| Kul | kg/GJ | 4e-05 | 0.06 | Lastbil, by
| Råolie | kg/GJ | 0.00011 | 0.15 | Skib
| Biomasse | kg/GJ | 0 | 0 | Lastbil, by
| Ethanol på sukkerrør | kg/GJ | 8e-05 | 0.01 | Naturgas
| Biodiesel på palmeolie | kg/GJ | 0.00015 | 0.21 | Lastbil, by
Process energy use in production of feedstock
| Feedstock | Unit | Chosen year | 2015 | 2020 | 2035 | 2050 | Note | Source
| Hvede | GJ/ton | 1.8 | 1.8 | 1.8 | 1.8 | 1.8 |  | 5, Concawe (2011): Well-to-wheels analysis of future automotive fuels and power-trains in the European Context. November 2011.
| Sugarbeets | GJ/ton | 1.8 | 1.8 | 1.8 | 1.8 | 1.8 | Assumed same as whet | No data
| Halm | GJ/ton | 0.53 | 0.53 | 0.53 | 0.53 | 0.53 |  | 64, JEC WTW study Version 4a, 2014
| Rapsfrø | GJ/ton | 6.23 | 6.23 | 6.23 | 6.23 | 6.23 |  | 64, JEC WTW study Version 4a, 2014
Rapeseed cake
| Rapsolie | GJ/ton | 9.67 | 9.67 | 9.67 | 9.67 | 9.67 | Fratrukket energi i cake | 64, JEC WTW study Version 4a, 2014
| Naturgas | GJ/1000 Nm³ | 6.71 | 6.71 | 6.71 | 6.71 | 6.71 | EU-mix | 64, JEC WTW study Version 4a, 2014
| Træ | GJ/ton | 0.67 | 0.67 | 0.67 | 0.67 | 0.67 | WTT appendix 1, chapter 9 + 11 | 5, Concawe (2011): Well-to-wheels analysis of future automotive fuels and power-trains in the European Context. November 2011.
| Træpiller | GJ/ton | 0.67 | 0.67 | 0.67 | 0.67 | 0.67 | Antaget samme som træ
| Elektricitet | GJ/GJ | 0.05 | 0.05 | 0.05 | 0.05 | 0.05 |  | 14, Energistyrelsen. Energistatistik 2011.
| Oplade-el-brændsel | GJ/GJ | 0.05 | 0.05 | 0.05 | 0.05 | 0.05 |  | 14, Energistyrelsen. Energistatistik 2011.
| Kul | GJ/ton | 2.36 | 2.36 | 2.36 | 2.36 | 2.36 |  | 13, Concawe (2006): Well-to-wheels analysis of future automotive fuels and power-trains in the European Context. May 2006.
| Råolie | GJ/ton | 9.08 | 9.08 | 9.18 | 8.87 | 8.26
| Biomasse | GJ/ton | 0
| Ethanol på sukkerrør | GJ/ton | 4.77 | 4.77 | 4.77 | 4.77 | 4.77 | WTT appendix 2, chapter 3, excl. distribution | 5, Concawe (2011): Well-to-wheels analysis of future automotive fuels and power-trains in the European Context. November 2011.
| Biodiesel på palmeolie | GJ/ton | 11.14 | 11.14 | 11.14 | 11.14 | 11.14 | WTT appendix 2, chapter 4, excl. distribution | 5, Concawe (2011): Well-to-wheels analysis of future automotive fuels and power-trains in the European Context. November 2011.
Process CO₂ emission excluding ILUC
| Feedstock | Unit | Chosen year | 2015 | 2020 | 2035 | 2050 | Note | Source
| Hvede | kg/GJ | 16.74 | 17 | 17 | 17 | 17 | WTT appendix 1, chapter 9 + 11, egne beregninger nederst | 5, Concawe (2011): Well-to-wheels analysis of future automotive fuels and power-trains in the European Context. November 2011.
| Sugarbeets | kg/GJ | 9.26 | 9 | 9 | 9 | 9 |  | 5, Concawe (2011): Well-to-wheels analysis of future automotive fuels and power-trains in the European Context. November 2011.
| Halm | kg/GJ | 2.51 | 2.51 | 2.51 | 2.51 | 2.51 |  | 64, JEC WTW study Version 4a, 2014
| Rapsfrø | kg/GJ | 35.88 | 35.88 | 35.88 | 35.88 | 35.88 |  | 64, JEC WTW study Version 4a, 2014
Rapeseed cake
| Rapsolie | kg/GJ | 48.61 | 48.61 | 48.61 | 48.61 | 48.61 | WTT appendix 2, chapter 4, excl. distribution | 64, JEC WTW study Version 4a, 2014
| Naturgas | kg/GJ | 13 | 13 | 13 | 13 | 13 | EU-mix | 64, JEC WTW study Version 4a, 2014
| Træ | kg/GJ | 5.4 | 5.4 | 5.4 | 5.4 | 5.4 | WTT appendix 1, chapter 9 + 11 | 5, Concawe (2011): Well-to-wheels analysis of future automotive fuels and power-trains in the European Context. November 2011.
| Træpiller | kg/GJ | 5.4 | 5.4 | 5.4 | 5.4 | 5.4 | Assumed same as wood chips
| Elektricitet | kg/GJ | 0.26 | 0.26 | 0.23 | 0.22 | 0 | Assumed that process energy emission profile follows Danish marginal electricity profile | 14, Energistyrelsen. Energistatistik 2011.
| Oplade-el-brændsel | kg/GJ | 0.26 | 0.26 | 0.23 | 0.22 | 0 | Assumed that process energy emission profile follows Danish marginal electricity profile | 14, Energistyrelsen. Energistatistik 2011.
| Kul | kg/GJ | 15.32 | 15.32 | 15.32 | 15.32 | 15.32 |  | 13, Concawe (2006): Well-to-wheels analysis of future automotive fuels and power-trains in the European Context. May 2006.
| Råolie | kg/GJ | 22.6 | 22.6 | 23.19 | 21.56 | 19.3
| Biomasse | kg/GJ | 3.53 | 3.53 | 3.53 | 3.53 | 3.53 | Assumed weight of biomass is 1kg/l
| Ethanol på sukkerrør | kg/GJ | 24.16 | 24.16 | 24.16 | 24.16 | 24.16 | WTT appendix 2, chapter 3, excl. distribution, incl. low est. of ILUC at 18g (high is 71g) | 5, Concawe (2011): Well-to-wheels analysis of future automotive fuels and power-trains in the European Context. November 2011.
| Biodiesel på palmeolie | kg/GJ | 67.93 | 67.93 | 67.93 | 67.93 | 67.93 | WTT appendix 2, chapter 4, excl. distribution | 5, Concawe (2011): Well-to-wheels analysis of future automotive fuels and power-trains in the European Context. November 2011.
| ILUC |  |  |  | Old AD | Old AD | COWI/SDU | COWI/SDU | IFPRI
| Feedstock | Unit | Chosen year | None | low | high | low | high | low | high | Note | Source
| Hvede | kg CO2e/GJ | 9.28 | 0 | 21 | 154 | 87 | 329 | 9 | 21 |  | 19, Lorie Hamelin, 2011. Modeling land use changes in consequential LCA, presentation, meta study
| Sugarbeets | kg CO2e/GJ | 8.94 | 0 | 21 | 154 | 87 | 329 | 9 | 36 |  | Assumed same as wheat for lack of other information for some ILUC emiossions in SDU ILUC.
| Halm | kg CO2e/GJ | 0 | 0 | 6 | 6 | -4 | -4 | 0 |  |  | 58, COWI/SDU 2013: Life Cycle Assessment of bioenergy pathways for the future Danish energy system
| Rapsfrø | kg CO2e/GJ | 33.05 | 0 | 22 | 180 | 97 | 339 | 33 | 35 |  | 19, Lorie Hamelin, 2011. Modeling land use changes in consequential LCA, presentation, meta study
| Rapeseed cake |  | 0
| Naturgas | kg CO2e/GJ | 0 | 0 | [6 empty] | N/A - no land use
| Træ | kg CO2e/GJ | 0 | 0 | -17 | -17 | -17 | -17 | 0 | 0 |  | 58, COWI/SDU 2013: Life Cycle Assessment of bioenergy pathways for the future Danish energy system
| Træpiller | kg CO2e/GJ | 0 | 0 | -17 | -17 | -17 | -17 | 0 | 0 |  | Assumed same as wood for lack of information
| Elektricitet | kg CO2e/GJ | 0 | 0 | [6 empty] | N/A - no land use
| Oplade-el-brændsel | kg CO2e/GJ | 0 | 0 | [6 empty] | N/A - no land use
| Kul | kg CO2e/GJ | 0 | 0 | [6 empty] | N/A - no land use
| Råolie | kg CO2e/GJ | 0 | 0 | [6 empty] | N/A - no land use
| Biomasse | kg CO2e/GJ | 0 | 0 | [6 empty] | Accounted for in technology sheet for Biomass
| Ethanol på sukkerrør | kg CO2e/GJ | 0 | 0 | 18 | 71 | 18 | 71 | 0 | 0 |  | 19, Lorie Hamelin, 2011. Modeling land use changes in consequential LCA, presentation, meta study
| Biodiesel på palmeolie | kg CO2e/GJ | 0 | 0 | 19 | 160 | 19 | 160 | 0 | 0 |  | 19, Lorie Hamelin, 2011. Modeling land use changes in consequential LCA, presentation, meta study
Note: COWI/SDU emissions are also including process energy in harvesting. Hence, process energy from table in row 77 is subtracted
Assumptions on by-products, both process energy and ILUC (if selected by modeller)
| Rape seed cake | kg CO2e/GJ | 29 | Assumed same as rapeseed
| Glycerol | kg CO2e/GJ | 29 | Assumed same as rapeseed
| DDGS | kg CO2e/GJ | 16.7 | Assumed same as wheat
Chosen emission factors
|  | Level | Chosen year | 2012 | 2020 | 2035 | 2050
| Woodchips | DKK/GJ | -11 | -11.2 | -11.2 | 16.2 | 13.4
| Wood pellets | DKK/GJ | -11 | -11.2 | -11.2 | 16.2 | 13.4 | Not corrected for energy use for torrefication
Upstream emissions, world market wood
|  | 2020 | 2035 | 2040 | 2050
| **High bioenergy_Good governance** | 8.99 | 30.75 | 26.9 | 13.42
| **High bioenergy_Bad governance** | 13.78 | 30.69 | 16.16 | 0.33
| **Low bioenergy_Good governance** | -15.42 | -2.35 | 4.63 | 5.84
| **Low bioenergy_Bad governance** | -11.24 | -3.52 | -3.65 | -1.79
Source: Biomass project, Copy of Database pathway heat test 051013-LG-08-10 2013.xlsm, sheet Globium
Total emissions for system, prior to energy conversion and excluding pre-treatment (g/MJ)
|  |  | GWP100 (CO2 eq.) |  | Nox | SO2
|  | System consideration | upper | lower | central | central
| spring barley, when straw is removed | displacing spring barley (short-term marginal crop), which in turn generates ILUC | 210 | -32 | -0.005 | 0
| spring barley, when straw is incorporated | displacing spring barley (short-term marginal crop), which in turn generates ILUC | 342 | 100 | 0 | 0
| winter wheat, when straw is removed | displacing spring barley (short-term marginal crop), which in turn generates ILUC | 346 | 104 | 0.022 | 0.007
| winter wheat, when straw is incorporated | displacing spring barley (short-term marginal crop), which in turn generates ILUC | 333 | 91 | 0.027 | 0.006
| Silage maize | displacing spring barley (short-term marginal crop), which in turn generates ILUC | 323 | 80 | 0.009 | -0.043
| Winter rape | displacing spring barley (short-term marginal crop), which in turn generates ILUC | 368 | 126 | 0.06 | -0.006
| wheat straw, from Danish fields | avoided incorporation of straw to soil (and related soil C changes) | 1.63 | 1.63 | 0.012 | 0.003
| DDGS | used in animal feed | 346 | 104 | 0.022 | 0.007 | Assmed same as wheat
| rapeseed cake | used in animal feed | 368 | 126 | 0.06 | -0.006 | Assumed same as rape seed
Source: Biomass project, Copy of Database pathway heat test 051013-LG-08-10 2013.xlsm, sheet Bottom-up
Price data
Inflated to chosen price year, correction with sensitivity parameters
|  |  | Data | [6 empty] | Til model
| Pris | Enhed | 2015 | 2020 | 2035 | 2050 | pris år | Dataår | Prisår | Inflator | Sensitivity | 2015 | 2020 | 2035 | 2050 | Chosen year | kommentar | Kilde
| omkostning emisson CO2 | kr/ton | 55.2 | 78.9 | 314.4 | 314.4 | 2015 | 1 | 1 | 1 | 0% | 55.2 | 78.9 | 314.4 | 314.4 | 55.2 |  | 57, Forudsætninger for samfundsøkonomiske analyser på energiområdet, Energistyrelsen, 2014
| El-pris vægtet Nordpool | kr/MWh | 266.1 | 331.2 | 573.1 | 573.1 | 2015 | 1 | 1 | 1 | 0% | 266.1 | 331.2 | 573.1 | 573.1 | 266.1 |  | 57, Forudsætninger for samfundsøkonomiske analyser på energiområdet, Energistyrelsen, 2014
| El-pris an virksomhed (brint) | kr/MWh | 445.5 | 513.3 | 769.9 | 769.9 | 2015 | 1 | 1 | 1 | 0% | 445.5 | 513.3 | 769.9 | 769.9 | 445.5 |  | 57, Forudsætninger for samfundsøkonomiske analyser på energiområdet, Energistyrelsen, 2014
| SØK brændselspris Naturgas an værk | DKK/GJ | 72 | 73.3 | 78.3 | 78.3 | 2015 | 1 | 1 | 1 | 0% | 72 | 73.3 | 78.3 | 78.3 | 72 |  | 57, Forudsætninger for samfundsøkonomiske analyser på energiområdet, Energistyrelsen, 2014
| El-pris an husholdning (el-bil) | kr/MWh | 485.5 | 553.3 | 809.9 | 809.9 | 2015 | 1 | 1 | 1 | 0% | 485.5 | 553.3 | 809.9 | 809.9 | 485.5 |  | 57, Forudsætninger for samfundsøkonomiske analyser på energiområdet, Energistyrelsen, 2014
| Råolie pris CIF | DKK/GJ | 102.2 | 119.9 | 135.3 | 135.3 | 2015 | 1 | 1 | 1 | 0% | 102.2 | 119.9 | 135.3 | 135.3 | 102.2 |  | 57, Forudsætninger for samfundsøkonomiske analyser på energiområdet, Energistyrelsen, 2014
| Kul pris | DKK/GJ | 20.2 | 24.9 | 25.8 | 25.8 | 2015 | 1 | 1 | 1 | 0% | 20.2 | 24.9 | 25.8 | 25.8 | 20.2 |  | 57, Forudsætninger for samfundsøkonomiske analyser på energiområdet, Energistyrelsen, 2014
| Naturgas importpris | DKK/GJ | 69.8 | 71.1 | 76.1 | 76.1 | 2015 | 1 | 1 | 1 | 0% | 69.8 | 71.1 | 76.1 | 76.1 | 69.8 |  | 57, Forudsætninger for samfundsøkonomiske analyser på energiområdet, Energistyrelsen, 2014
| Benzin pris CIF | DKK/GJ | 119.6 | 138.4 | 154.6 | 154.6 | 2015 | 1 | 1 | 1 | 0% | 119.6 | 138.4 | 154.6 | 154.6 | 119.6 |  | 57, Forudsætninger for samfundsøkonomiske analyser på energiområdet, Energistyrelsen, 2014
| Diesel pris CIF | DKK/GJ | 118.5 | 137.2 | 153.4 | 153.4 | 2015 | 1 | 1 | 1 | 0% | 118.5 | 137.2 | 153.4 | 153.4 | 118.5 |  | 57, Forudsætninger for samfundsøkonomiske analyser på energiområdet, Energistyrelsen, 2014
| JP1 pris CIF | DKK/GJ | 115.7 | 134.4 | 150.6 | 150.6 | 2015 | 1 | 1 | 1 | 0% | 115.7 | 134.4 | 150.6 | 150.6 | 115.7 |  | 57, Forudsætninger for samfundsøkonomiske analyser på energiområdet, Energistyrelsen, 2014
| HFO pris CIF | DKK/GJ | 89.8 | 108.5 | 124.7 | 124.7 | 2015 | 1 | 1 | 1 | 0% | 89.8 | 108.5 | 124.7 | 124.7 | 89.8 |  | 57, Forudsætninger for samfundsøkonomiske analyser på energiområdet, Energistyrelsen, 2014
| Benzin distribution | DKK/GJ | 34.8 | 34.8 | 34.8 | 34.8 | 2015 | 1 | 1 | 1 | 0% | 34.8 | 34.8 | 34.8 | 34.8 | 34.8 |  | 57, Forudsætninger for samfundsøkonomiske analyser på energiområdet, Energistyrelsen, 2014
| Diesel distribution | DKK/GJ | 28.7 | 28.7 | 28.7 | 28.7 | 2015 | 1 | 1 | 1 | 0% | 28.7 | 28.7 | 28.7 | 28.7 | 28.7 |  | 57, Forudsætninger for samfundsøkonomiske analyser på energiområdet, Energistyrelsen, 2014
| JP1 distribution | DKK/GJ | 2.2 | 2.2 | 2.2 | 2.2 | 2015 | 1 | 1 | 1 | 0% | 2.2 | 2.2 | 2.2 | 2.2 | 2.2 |  | 57, Forudsætninger for samfundsøkonomiske analyser på energiområdet, Energistyrelsen, 2014
| Electricity distribution, EV | DKK/GJ | 61 | 61.7 | 65.8 | 65.8 | 2015 | 1 | 1 | 1 | 0% | 61 | 61.7 | 65.8 | 65.8 | 61 | Difference between power price ab plant and an consumer | 57, Forudsætninger for samfundsøkonomiske analyser på energiområdet, Energistyrelsen, 2014
| Electricity distribution, hydrogen | DKK/GJ | 49.8 | 50.6 | 54.7 | 54.7 | 2015 | 1 | 1 | 1 | 0% | 49.8 | 50.6 | 54.7 | 54.7 | 49.8 | Difference between power price ab plant and an consumer | 57, Forudsætninger for samfundsøkonomiske analyser på energiområdet, Energistyrelsen, 2014
| Naturgas distribution an værk | DKK/GJ | 7 | 7 | 7 | 7 | 2015 | 1 | 1 | 1 | 0% | 7 | 7 | 7 | 7 | 7 |  | 57, Forudsætninger for samfundsøkonomiske analyser på energiområdet, Energistyrelsen, 2014
| Naturgas distribution an forbruger | DKK/GJ | 30.2 | 30.2 | 30.2 | 30.2 | 2015 | 1 | 1 | 1 | 0% | 30.2 | 30.2 | 30.2 | 30.2 | 30.2 |  | 57, Forudsætninger for samfundsøkonomiske analyser på energiområdet, Energistyrelsen, 2014
| Metanol | DKK/GJ | 143.7 | 146.4 | 156.8 | 156.8 | 2015 | 1 | 1 | 1 | 0% | 143.7 | 146.4 | 156.8 | 156.8 | 143.7 | Assumed 2,06 time world price on natural gas
| Fjernvarme | DKK/GJ | 67 | 66.2 | 73.3 | 73.3 | 2011 | 1 | 1.064 | 1.064 | 0% | 71.3 | 70.4 | 78 | 78 | 71.3 | Tabel 7 | 23, Forudsætninger for samfundsøkonomiske analyser på energiområdet. Energistyrelsen. April 2011, opdateret dataark oktober 2012
| Hvede | DKK/GJ | 69.7 | 76.8 | 77 | 77 | 2013 | 1 | 1.038 | 1.038 | 0% | 72.4 | 79.7 | 79.9 | 79.9 | 72.4 | DLG markedspris 2013-09-27, http://www.dlg.dk/da/vegetabilske-produkter/afgroeder/noteringer/boersnotering-moellehvede/ | 4, http://www.agri-outlook.org/
| Sugarbeets | DKK/GJ | 10.3 | 10.3 | 10.3 | 10.3 | 2014 | 1 | 1.025 | 1.025 | 0% | 10.6 | 10.6 | 10.6 | 10.6 | 10.6 |  | http://www.sukkerroer.nu/irj/portal/nordzucker/da?NavigationTarget=navurl://13b776ae053328a67b3ed6386dd63317
| Halm | DKK/GJ | 38.6 | 41.2 | 46.9 | 51.9 | 2012 | 1 | 1.059 | 1.059 |  | 40.9 | 43.6 | 49.6 | 55 | 40.9 |  | 41, Ea Enerrgy Analyses (2013) "Analysis of biomass prices, future Danish prices for straw, wood chips and wood pellets (draft 21-03-2013)",
| Rapsfrø | DKK/GJ | 101.7 | 112.5 | 118.1 | 118.1 | 2015 | 1 | 1 | 1 |  | 101.7 | 112.5 | 118.1 | 118.1 | 101.7 | DLG markedspris 27-09-2013, http://www.dlg.dk/da/vegetabilske-produkter/afgroeder/noteringer/boersnotering-raps/ | 4, http://www.agri-outlook.org/
| Rapeseed cake | DKK/GJ | 91.8 | 102.2 | 114.4 | 114.4 | 2015 | 1 | 1 | 1 |  | 91.8 | 102.2 | 114.4 | 114.4 | 91.8
| Rapsolie | DKK/GJ | 148.8 | 176.4 | 187.5 | 187.5 | 2015 | 1 | 1 | 1 | 0% | 148.8 | 176.4 | 187.5 | 187.5 | 148.8 |  | http://www.indexmundi.com/commodities/?commodity=rapeseed-oil&months=120
| Træ | DKK/GJ | 45.4 | 48.4 | 55.1 | 61.1 | 2012 | 1 | 1.059 | 1.059 |  | 48.1 | 51.3 | 58.4 | 64.7 | 48.1 | Medium estimate | 41, Ea Enerrgy Analyses (2013) "Analysis of biomass prices, future Danish prices for straw, wood chips and wood pellets (draft 21-03-2013)",
| Træpiller | DKK/GJ | 61.8 | 63.3 | 67.8 | 71.5 | 2012 | 1 | 1.059 | 1.059 |  | 65.5 | 67.1 | 71.8 | 75.7 | 65.5 | Medium estimate | 41, Ea Enerrgy Analyses (2013) "Analysis of biomass prices, future Danish prices for straw, wood chips and wood pellets (draft 21-03-2013)",
| Elektricitet | DKK/GJ | 72.5 | 91.24 | 157.89 | 157.89 | 2015 | 1 | 1 | 1 |  | 72.5 | 91.2 | 157.9 | 157.9 | 72.5 |  | 23, Forudsætninger for samfundsøkonomiske analyser på energiområdet. Energistyrelsen. April 2011, opdateret dataark oktober 2012
| Oplade-el-brændsel | DKK/GJ | 72.5 | 91.24 | 157.89 | 157.89 | 2015 | 1 | 1 | 1 |  | 72.5 | 91.2 | 157.9 | 157.9 | 72.5 | Energy input to electricity production excl. conversion loss | 23, Forudsætninger for samfundsøkonomiske analyser på energiområdet. Energistyrelsen. April 2011, opdateret dataark oktober 2012
| Biomasse | DKK/GJ | 44.31 | 44.31 | 44.31 | 44.31 | 2011 | 1 | 1.064 | 1.064 |  | 47.2 | 47.2 | 47.2 | 47.2 | 47.2 |  | Source: 29, Biogas i Danmark - status, barrierer og perspektiver, Biogas Taskforce, November 2013, Kap 8, Biogasøkonomi. Ea-energianalyser har leveret den bagvedliggende data.
| Ethanol på sukkerrør | DKK/GJ | 187 | 186.2 | 205 | 205 | 2010 | 1 | 1.11 | 1.11 |  | 207.6 | 206.6 | 227.6 | 227.6 | 207.6 | aflæst fra figur, gennemsnit af 4 aflæsninger i 2010, følger olieprisudviklingen i 2020 og 2035 | 17, www.eof.dk
| Biodiesel på palmeolie | DKK/GJ | 146.8 | 146.1 | 160.9 | 160.9 | 2010 | 1 | 1.11 | 1.11 |  | 162.9 | 162.2 | 178.6 | 178.6 | 162.9 | aflæst fra figur, gennemsnit af 4 aflæsninger i 2010, følger olieprisudviklingen i 2020 og 2035 | 17, www.eof.dk
| Glycerol | DKK/GJ | 80 | 94.8 | 100.8 | 100.8 | 2013 | 1 | 1.038 | 1.038 |  | 83.1 | 98.5 | 104.7 | 104.7 | 83.1
| Benzin bil | kr/km | 0 | 0 | 0 | 0 | 2010 | 1 | 1.11 | 1.11 |  | 0.1 | 0.1 | 0.1 | 0.1 | 0.053 |  | kilde: 3, Transportøkonomiske enhedspriser 2010, DTU , Institut for transport
| Diesel bil | kr/km | 0 | 0 | 0 | 0 | 2010 | 1 | 1.11 | 1.11 |  | 0.1 | 0.1 | 0.1 | 0.1 | 0.053 |  | kilde: 3, Transportøkonomiske enhedspriser 2010, DTU , Institut for transport
| El bil | kr/km | 0 | 0 | 0 | 0 | 2010 | 1 | 1.11 | 1.11 |  | 0 | 0 | 0 | 0 | 0.02 |  | kilde: 3, Transportøkonomiske enhedspriser 2010, DTU , Institut for transport
| Diesel lastbil | kr/km | 0.1 | 0.1 | 0.1 | 0.1 | 2010 | 1 | 1.11 | 1.11 |  | 0.1 | 0.1 | 0.1 | 0.1 | 0.108 |  | kilde: 3, Transportøkonomiske enhedspriser 2010, DTU , Institut for transport
| Fly | kr/km | 0 | 0 | 0 | 0 | 2010 | 1 | 1.11 | 1.11 |  | 0 | 0 | 0 | 0 | 0 |  | kilde: 3, Transportøkonomiske enhedspriser 2010, DTU , Institut for transport
| Tog Diesel | kr/km | 0 | 0 | 0 | 0 | 2010 | 1 | 1.11 | 1.11 |  | 0 | 0 | 0 | 0 | 0 |  | kilde: 3, Transportøkonomiske enhedspriser 2010, DTU , Institut for transport
| Tog El | kr/km | 0 | 0 | 0 | 0 | 2010 | 1 | 1.11 | 1.11 |  | 0 | 0 | 0 | 0 | 0 |  | kilde: 3, Transportøkonomiske enhedspriser 2010, DTU , Institut for transport
| Ingen | kr/km | 0 | 0 | 0 | 0 | 2010 | 1 | 1.11 | 1.11 |  | 0 | 0 | 0 | 0 | 0 |  | kilde: 3, Transportøkonomiske enhedspriser 2010, DTU , Institut for transport
| Hydrogen an værk | DKK/GJ | 467.1 | 287.9 | 355.4 | 357.4 | 2015 | 1 | 1 | 1 |  | 467.1 | 287.9 | 355.4 | 357.4 | 467.1 |  | AD dataark
| Prisjusteringer |  | 1 |  |  |  | 2005 | 1 | 1.269 | 0.788
Note: 2015 er antaget samme som 2012 i kilde. 2050 er antaget sammen som 2035 i kilde 1
Source: 23, Forudsætninger for samfundsøkonomiske analyser på energiområdet. Energistyrelsen. April 2011, opdateret dataark oktober 2012
Note on F22: Rikke Næraa: RAMSES data for 2010 ( from BF2012)

## MIN-IMP-EXP_Data
Aktuel matrice : | Navn | Indhold | Enhed | Antal |  | Gruppe |  | Første år | Sidste år
|  |  |  | Rækker | Søjler | Rækker | Søjler |  |  |  | Navn på aggregering : | Supply of oil products
Form heading! | Navn | Indhold | Enhed | Rækker | Søjler | Rækker | Søjler | Første år | Sidste år
| TilGJ | Supply and use of energy in heating values | GJ | 120 | 46 | Supply_Mgd_GJ | Energy | 1966 | 2012
Rækkeaggregeringer
Extraction (domestic) | Imports | Exports
060000 004 Extraction of oil and gas | 000700 120 Imports | 006000 124 Exports | [43 empty] | 93.7954
Unit: GJ
Række- aggregat | Søjle- aggregat | 1966 | 1967 | 1968 | 1969 | 1970 | 1971 | 1972 | 1973 | 1974 | 1975 | 1976 | 1977 | 1978 | 1979 | 1980 | 1981 | 1982 | 1983 | 1984 | 1985 | 1986 | 1987 | 1988 | 1989 | 1990 | 1991 | 1992 | 1993 | 1994 | 1995 | 1996 | 1997 | 1998 | 1999 | 2000 | 2001 | 2002 | 2003 | 2004 | 2005 | 2006 | 2007 | 2008 | 2009 | 2010 | 2011 | 2012 | MAX 2000-2012
Extraction (domestic) | Crude oil | 0 | 0 | 0 | 0 | 0 | 0 | 3943200 | 5851200 | 3816000 | 7038400 | 8417036 | 21802080 | 18235138 | 17871091 | 11870855 | 32227731 | 70507723 | 91105389 | 94094292 | 120982803 | 154620031 | 196484178 | 202144405 | 236154058 | 255958660 | 298602296 | 331178681 | 352919428 | 389346927 | 391563313 | 432220203 | 479242009 | 491587352 | 621996548 | 764525681 | 726121091 | 780149645 | 780139669 | 828270558 | 796223690 | 724062380 | 652260507 | 603525081 | 554826033 | 525175985 | 471290965 | 430009460 | 828270558
Imports | Crude oil | 196941298 | 277214038 | 286342334 | 388734091 | 429165846 | 452172421 | 418706948 | 413649094 | 396674048 | 335615589 | 321557233 | 311044916 | 327532538 | 337192318 | 244395762 | 214909789 | 171458496 | 225247211 | 224562410 | 203795189 | 182507705 | 179713926 | 191400808 | 183504868 | 174344602 | 216764827 | 222381725 | 215692870 | 224694787 | 228986000 | 234594868 | 186062075 | 202439141 | 194807415 | 159349314 | 130795852 | 140204037 | 150155484 | 160588660 | 116941725 | 116460856 | 87380816 | 101651484 | 150972441 | 116616731 | 112892716 | 135466598 | 160588660
Imports | Refinery feedstock | 0 | 0 | 0 | 0 | 0 | 0 | 0 | 0 | 1007677 | 3453 | 6843491 | 7373766 | 6215206 | 45518013 | 43374006 | 27077992 | 38060467 | 24187070 | 31302961 | 47546206 | 53675970 | 45690104 | 26849070 | 37413510 | 28896669 | 24512179 | 24181337 | 30738686 | 19418975 | 20788331 | 11654274 | 4533207 | 9675167 | 2391359 | 2978521 | 2441311 | 4867367 | 3213358 | 1481007 | 2938494 | 6643309 | 3534535 | 15610181 | 11392403 | 7738385 | 5023583 | 3242595 | 15610181
Imports | Refinery gas | 0 | 0 | 0 | 0 | 0 | 0 | 0 | 0 | 0 | 0 | 0 | 0 | 0 | 0 | 0 | 0 | 0 | 0 | 0 | 0 | 0 | 0 | 0 | 0 | 0 | 0 | 0 | 0 | 0 | 0 | 0 | 0 | 0 | 0 | 0 | 0 | 0 | 0 | 0 | 0 | 0 | 0 | 0 | 0 | 0 | 0 | 0 | 0
Imports | LPG | 4258396 | 3579987 | 4006136 | 4193671 | 5051592 | 4893607 | 5369083 | 5340316 | 4751619 | 4200540 | 5328837 | 4900015 | 4366250 | 4936976 | 6731697 | 7008906 | 7542607 | 6377538 | 5409506 | 5271068 | 2659500 | 2393277 | 1493254 | 952066 | 785376 | 794074 | 642566 | 751710 | 903691 | 842773 | 765101 | 339217 | 531812 | 1345345 | 350106 | 306044 | 117435 | 188587 | 179630 | 275632 | 110262 | 186208 | 737849 | 174584 | 456016 | 356960 | 3391120 | 3391120
Imports | LVN | 13055002 | 9425232 | 11776233 | 10553100 | 10417424 | 11315524 | 15900511 | 18780037 | 13993385 | 13183502 | 14846115 | 15632465 | 7156968 | 2988668 | 2408595 | 5199932 | 6027608 | 3657496 | 2392517 | 2787342 | 1900915 | 1923866 | 5521001 | 4668412 | 4736878 | 4874213 | 5934123 | 3174491 | 3563043 | 475262 | 3117610 | 1322684 | 3071024 | 7321139 | 5973868 | 4982020 | 8658979 | 4292582 | 4935006 | 7877746 | 1726956 | 2750946 | 6425935 | 5337986 | 5949700 | 7728600 | 5288469 | 8658979
Imports | Gasoline | 34434729 | 25095323 | 27044080 | 24605122 | 28571844 | 29139475 | 31582783 | 32152546 | 26930676 | 32971486 | 36963388 | 34318118 | 34166680 | 34417581 | 32204457 | 29183656 | 29407503 | 26835834 | 27481911 | 28575748 | 26409292 | 30774763 | 23500474 | 24573906 | 23853830 | 26329397 | 27645293 | 33481333 | 40808791 | 31562258 | 31938057 | 42647972 | 34662909 | 30306592 | 34695370 | 33851559 | 35509022 | 33347925 | 31811172 | 32077373 | 31050389 | 34569632 | 26221978 | 24673627 | 21552177 | 20554416 | 17493238 | 35509022
Imports | Aviation | 17762926 | 17465214 | 23471146 | 25771924 | 25431929 | 25369007 | 28575952 | 29303359 | 32273650 | 34368934 | 35729542 | 37175919 | 38461922 | 39098768 | 35898230 | 32142321 | 33215329 | 34724959 | 33300471 | 31112832 | 28830827 | 26655694 | 27463410 | 31669960 | 31883160 | 28514468 | 24763478 | 24224685 | 22915510 | 20682090 | 16765676 | 19066785 | 28757159 | 27747721 | 31495822 | 30279134 | 31382466 | 19726856 | 27976699 | 39363665 | 21383367 | 33463473 | 36723119 | 31727981 | 35424433 | 31716587 | 36679311 | 39363665
Imports | Gasoil | 103530803 | 87930785 | 102151935 | 112426921 | 146765622 | 119670891 | 149254261 | 160035628 | 144443553 | 146048970 | 165708783 | 156985706 | 153497566 | 140786671 | 114613033 | 91982268 | 93611522 | 72819077 | 63815134 | 71887492 | 60705335 | 71512887 | 57568869 | 48412451 | 42045124 | 43962655 | 39281430 | 44734033 | 44355061 | 31106888 | 29068732 | 49546528 | 53339697 | 42243988 | 44039914 | 42483640 | 36988970 | 41433319 | 34276142 | 50125053 | 45647718 | 36277302 | 46648019 | 47556345 | 44360833 | 53992310 | 60139549 | 60139549
Imports | Diesel | 29906823 | 27440215 | 25944263 | 26131759 | 19768990 | 21557607 | 22835575 | 21231721 | 20803611 | 16246855 | 18147809 | 18293524 | 22339156 | 21554118 | 22067746 | 20029629 | 24210496 | 21820124 | 22584162 | 23226750 | 22834014 | 27805383 | 24515957 | 23715167 | 23592151 | 24251787 | 21741626 | 25120114 | 27781044 | 19310419 | 17687273 | 29502639 | 35147180 | 32342618 | 33361110 | 32653138 | 30028238 | 35796315 | 32748511 | 49289373 | 54361105 | 48823626 | 60041264 | 60566630 | 59999763 | 50583771 | 42038946 | 60566630
Imports | Fuel oil | 117845882 | 91052320 | 118668114 | 146166169 | 196310054 | 188023386 | 234117215 | 205373592 | 191736423 | 197193144 | 166421592 | 197299070 | 170084768 | 117733357 | 101264095 | 66324957 | 62432776 | 46976057 | 39954948 | 41717376 | 45120522 | 13400981 | 30720786 | 16075270 | 16567094 | 18106660 | 28331768 | 33247042 | 55737331 | 33293836 | 42220678 | 29460121 | 33094914 | 28804956 | 29702165 | 45048054 | 34346624 | 51881655 | 86081538 | 89248002 | 96391719 | 65154227 | 138316637 | 73583532 | 92666691 | 94455497 | 86071985 | 138316637
Imports | Waste oil | 0 | 0 | 0 | 0 | 0 | 0 | 0 | 0 | 0 | 0 | 0 | 0 | 0 | 0 | 0 | 0 | 0 | 0 | 0 | 0 | 0 | 0 | 0 | 0 | 0 | 0 | 0 | 0 | 0 | 0 | 0 | 0 | 0 | 0 | 0 | 0 | 0 | 0 | 0 | 0 | 0 | 0 | 0 | 0 | 0 | 0 | 0 | 0
Imports | Bio oil | 0 | 0 | 0 | 0 | 0 | 0 | 0 | 0 | 0 | 0 | 0 | 0 | 0 | 0 | 0 | 0 | 0 | 0 | 0 | 0 | 0 | 0 | 0 | 0 | 0 | 0 | 0 | 0 | 0 | 0 | 0 | 0 | 0 | 0 | 0 | 0 | 0 | 0 | 0 | 0 | 151174 | 252251 | 210326 | 239425 | 1128707 | 5525365 | 6963050 | 6963050
Imports | Bunkring by Danish vessels operated abroad | 71457026 | 72720893 | 81199128 | 84453473 | 93407107 | 102565518 | 87694729 | 94037731 | 86288155 | 73164625 | 90617651 | 101039927 | 97595427 | 103613355 | 99181476 | 125501650 | 103782664 | 79209736 | 67538170 | 68745599 | 90373889 | 84825573 | 100185314 | 101169344 | 121422160 | 147006547 | 122662776 | 154852339 | 133112842 | 146265588 | 144389148 | 159836256 | 216193020 | 206571983 | 251608123 | 238951156 | 265123855 | 312559975 | 333436784 | 443681250 | 568417489 | 586757511 | 558032892 | 508207211 | 478721324 | 516881156 | 490879729 | 586757511
Exports | Crude oil | 0 | 42 | 636 | 127 | 763 | 0 | 0 | 0 | 0 | 0 | 85 | 5043946 | 6218850 | 4853401 | 1207510 | 8791979 | 30529442 | 47393325 | 34087097 | 44213163 | 35877949 | 74234847 | 83439942 | 96770839 | 118256924 | 181644604 | 189009244 | 218421730 | 252323267 | 202957370 | 223787626 | 302271338 | 356384473 | 473626553 | 575964575 | 513159592 | 590239070 | 574098977 | 642420559 | 585939629 | 497478954 | 404314810 | 372225329 | 367920169 | 331207285 | 296672224 | 253531053 | 642420559
Exports | Refinery feedstock | 0 | 0 | 0 | 0 | 0 | 0 | 0 | 0 | 4468173 | 9057693 | 10931523 | 12719283 | 14368474 | 18342896 | 16401757 | 1253250 | 0 | 0 | 1 | 2148 | 1275 | 1161216 | 1153734 | 919171 | 559679 | 655792 | 837998 | 7749913 | 8386889 | 7885326 | 697385 | 1701738 | 1024424 | 1327292 | 157831 | 1163642 | 2251528 | 1409702 | 179932 | 155886 | 3538632 | 2755297 | 6295023 | 4346348 | 2791747 | 480959 | 1011221 | 6295023
Exports | Refinery gas | 0 | 0 | 0 | 0 | 0 | 0 | 0 | 0 | 0 | 0 | 0 | 0 | 0 | 0 | 0 | 0 | 0 | 0 | 0 | 0 | 0 | 0 | 0 | 0 | 0 | 0 | 0 | 0 | 0 | 0 | 0 | 0 | 0 | 0 | 0 | 0 | 0 | 0 | 0 | 0 | 0 | 0 | 0 | 0 | 0 | 0 | 0 | 0
Exports | LPG | 485295 | 796470 | 503827 | 344644 | 410013 | 153190 | 222847 | 476812 | 212844 | 462014 | 99391 | 976075 | 1015292 | 386222 | 573963 | 345650 | 708786 | 704434 | 1072524 | 1386163 | 2109300 | 2805697 | 2959922 | 2095306 | 3043077 | 3027047 | 2847025 | 2049161 | 1664050 | 1682521 | 3181344 | 5064160 | 3447077 | 10095438 | 7089280 | 6423808 | 5485478 | 4139586 | 4702534 | 3056700 | 3984888 | 4337616 | 3481882 | 4480015 | 5805714 | 4390092 | 6381304 | 7089280
Exports | LVN | 3915435 | 846162 | 1836613 | 1219000 | 5505752 | 2152815 | 4626834 | 8043454 | 5432889 | 4161602 | 2424995 | 3173760 | 3032777 | 1769537 | 2638275 | 3067434 | 4281148 | 3591675 | 6175917 | 12108552 | 13378524 | 13142882 | 10900130 | 14161616 | 15917518 | 15337304 | 20819794 | 16584620 | 17458513 | 20924810 | 21503660 | 18215628 | 15296311 | 13483912 | 12059690 | 10953969 | 10640783 | 10857037 | 11317563 | 8855189 | 11638972 | 12206684 | 8738279 | 8603788 | 8665999 | 9162081 | 20765080 | 20765080
Exports | Gasoline | 10372488 | 12099264 | 12125277 | 13269196 | 17225913 | 23988118 | 21755872 | 23512489 | 24293532 | 25066266 | 24461486 | 21475863 | 22155333 | 24264126 | 15840003 | 17134569 | 11942449 | 14543736 | 17697716 | 16055428 | 17967949 | 20206103 | 21576175 | 22325759 | 16140332 | 17455509 | 14519279 | 19302485 | 16802662 | 22046700 | 53271236 | 48636821 | 28086275 | 34201719 | 48820968 | 43289826 | 39113594 | 36267263 | 35719847 | 37434896 | 37758929 | 39483291 | 40032811 | 41795268 | 34108807 | 33146198 | 42409131 | 48820968
Exports | Aviation | 1216085 | 716271 | 566326 | 905931 | 831242 | 1032951 | 1057441 | 1634034 | 1428341 | 1013298 | 1666274 | 786956 | 339127 | 911239 | 106619 | 48994 | 124676 | 644425 | 3092461 | 4912570 | 3773383 | 299788 | 2860866 | 2882644 | 2077061 | 2356313 | 3969004 | 3741044 | 2547977 | 12309074 | 16717962 | 16562537 | 12136193 | 27804502 | 26346961 | 25658098 | 24882344 | 27207992 | 29056586 | 41893657 | 30200387 | 45188997 | 25469945 | 32019391 | 20554460 | 17053417 | 12638723 | 45188997
Exports | Gasoil | 12223174 | 13434231 | 10330454 | 10460219 | 14303134 | 18441831 | 23522661 | 26568153 | 25899770 | 41578303 | 47026577 | 38476203 | 35901332 | 39156803 | 25908817 | 28258593 | 20644062 | 29147039 | 30242272 | 29371139 | 29367557 | 25381235 | 26716086 | 31516710 | 31249682 | 37222119 | 48537109 | 50836014 | 53695385 | 53958051 | 47278869 | 38979594 | 37378273 | 36379300 | 35684531 | 28452271 | 27235325 | 36102238 | 32075546 | 30791141 | 49830336 | 31748428 | 31958951 | 34350058 | 32921067 | 39998435 | 46109256 | 49830336
Exports | Diesel | 5713473 | 6420884 | 5809805 | 8909355 | 7454822 | 10852717 | 12057370 | 16637286 | 17793261 | 4625275 | 5150176 | 4483627 | 5224874 | 5994817 | 4988518 | 6153459 | 5339118 | 8733865 | 10702733 | 9489775 | 11046462 | 9868640 | 11377163 | 15438674 | 17534666 | 20533403 | 26864493 | 28546643 | 33631199 | 16848569 | 17195948 | 11725517 | 5261970 | 10800604 | 18782911 | 18229716 | 14586320 | 19350884 | 18938223 | 18572086 | 26536230 | 30044881 | 24374944 | 39197258 | 25180340 | 25884963 | 25655285 | 39197258
Exports | Fuel oil | 16496632 | 26161381 | 30470178 | 45559005 | 46580380 | 54587998 | 59721097 | 66689802 | 40293186 | 30627341 | 30668225 | 20298701 | 18932248 | 18161133 | 16242335 | 14690566 | 21257452 | 32334429 | 44704109 | 37516363 | 51532084 | 52601999 | 79066721 | 79929607 | 75832760 | 75395555 | 91337961 | 88874529 | 86717696 | 74105560 | 68945438 | 48648328 | 41963587 | 61431920 | 55367063 | 45373236 | 58621301 | 86746374 | 123816354 | 125078469 | 126875996 | 137445612 | 166481069 | 122439323 | 107091131 | 95167031 | 128988988 | 166481069
Exports | Waste oil | 0 | 0 | 0 | 0 | 0 | 0 | 0 | 0 | 0 | 0 | 0 | 0 | 0 | 0 | 0 | 0 | 0 | 0 | 0 | 0 | 0 | 0 | 0 | 0 | 0 | 0 | 0 | 0 | 0 | 0 | 0 | 0 | 0 | 0 | 0 | 0 | 0 | 0 | 0 | 0 | 0 | 0 | 0 | 0 | 0 | 0 | 0 | 0
Exports | Bio oil | 0 | 0 | 0 | 0 | 0 | 0 | 0 | 0 | 0 | 0 | 0 | 0 | 0 | 0 | 0 | 0 | 0 | 0 | 0 | 0 | 0 | 0 | 0 | 0 | 0 | 0 | 0 | 0 | 0 | 0 | 0 | 0 | 0 | 0 | 0 | 940000 | 1504000 | 1692000 | 2444000 | 2632000 | 2632000 | 2632000 | 3660750 | 3122250 | 2845800 | 2092133 | 1488045 | 3660750
Exports | Bunkring by Danish vessels operated abroad | 0 | 0 | 0 | 0 | 0 | 0 | 0 | 0 | 0 | 0 | 0 | 0 | 0 | 0 | 0 | 0 | 0 | 0 | 0 | 0 | 0 | 0 | 0 | 0 | 0 | 0 | 0 | 0 | 0 | 0 | 0 | 0 | 0 | 0 | 0 | 0 | 0 | 0 | 0 | 0 | 0 | 0 | 0 | 0 | 0 | 0 | 0 | 0

## Refinery_data
Danish Energy Matrix dataxxxxxx
Fuel aggregation key:
CrudeOil | RefFeedstock | RefGas | LPG | LVN | Gasoline | Aviation | Diesel | FuelOil | Bunkring | BioOil | NatGas | Elec | DistHeat
01 Crude oil | 02 Refinery feedstocks | 03 Refinery gas | 04 LPG | 06 LVN | 07 Motor gasoline, colored | 10 JP4 | 15 Gasoil | 18 Fuel oil | 14 Jet petroleum bunkered by Danish operated planes abroad | 42 Bio oil | 25 Natural gas 3 to industries and households | 44 Electricity | 45 District heat
|  |  | 05 LPG for transport |  | 08 Motor gasoline, unleaded | 11 Kerosene | 16 Diesel oil | 20 Waste oil | 17 Diesel bunkered by Danish operated vehicles abroad
[5 empty] | 09 Motor gasoline, leaded | 12 Aviation gasoline |  |  | 19 Fuel oil bunkered by Danish operated ships abroad
13 Jet petroleum
Refinery efficiency - different calcuation methods: |  | 1966 | 1967 | 1968 | 1969 | 1970 | 1971 | 1972 | 1973 | 1974 | 1975 | 1976 | 1977 | 1978 | 1979 | 1980 | 1981 | 1982 | 1983 | 1984 | 1985 | 1986 | 1987 | 1988 | 1989 | 1990 | 1991 | 1992 | 1993 | 1994 | 1995 | 1996 | 1997 | 1998 | 1999 | 2000 | 2001 | 2002 | 2003 | 2004 | 2005 | 2006 | 2007 | 2008 | 2009 | 2010 | 2011 | 2012
Total output per input of crude oil: |  | 99.97% | 93.87% | 97.89% | 92.79% | 95.91% | 98.96% | 97.41% | 91.09% | 93.17% | 99.73% | 104.5% | 101.3% | 100.6% | 103.7% | 108% | 106.2% | 113.8% | 109.1% | 108.8% | 105.5% | 107% | 108.8% | 109.4% | 108.8% | 107.6% | 104.2% | 100.8% | 103.5% | 103.2% | 101.4% | 102.6% | 101.6% | 99.6% | 101.7% | 102.4% | 103.6% | 102.2% | 100.6% | 99.82% | 99.87% | 100.9% | 101.9% | 103.5% | 102.4% | 104.6% | 101.7% | 101.4%
Total output per input of crude oil and ref feedstock: |  | 99.97% | 93.87% | 97.89% | 92.79% | 95.91% | 98.96% | 97.41% | 91.09% | 93.03% | 99.42% | 99.12% | 98.82% | 98.53% | 99.23% | 94.02% | 98.55% | 98.2% | 98.75% | 100.7% | 99.25% | 98.8% | 100% | 99.67% | 98.38% | 98.97% | 99.16% | 98.71% | 97.31% | 100% | 99.54% | 101.4% | 100.7% | 98.78% | 98.55% | 100.8% | 102.8% | 101.3% | 99.82% | 99.61% | 99% | 99.74% | 101.5% | 103.1% | 101.8% | 103.8% | 100.9% | 101.2%
Total output/input Net balance: |  | 97.41% | 92.12% | 95.92% | 90.92% | 93.86% | 96.99% | 95.18% | 89.28% | 91.07% | 92.61% | 93.12% | 92.52% | 93.34% | 93.9% | 88.76% | 91.83% | 91.72% | 93.65% | 95.6% | 93.94% | 93.93% | 95.18% | 94.6% | 93.77% | 94.32% | 94.35% | 93.59% | 92.28% | 94.87% | 94.26% | 96.2% | 95.61% | 93.96% | 92.11% | 94.13% | 95.51% | 94.38% | 93.6% | 93.43% | 92.86% | 93.77% | 95.3% | 93.71% | 93.68% | 95.54% | 92.65% | 93.85%
Output from refineries (TilGJ):
Række- aggregat | Søjle- aggregat | 1966 | 1967 | 1968 | 1969 | 1970 | 1971 | 1972 | 1973 | 1974 | 1975 | 1976 | 1977 | 1978 | 1979 | 1980 | 1981 | 1982 | 1983 | 1984 | 1985 | 1986 | 1987 | 1988 | 1989 | 1990 | 1991 | 1992 | 1993 | 1994 | 1995 | 1996 | 1997 | 1998 | 1999 | 2000 | 2001 | 2002 | 2003 | 2004 | 2005 | 2006 | 2007 | 2008 | 2009 | 2010 | 2011 | 2012 | [50 empty] | 1966-1997 |  |  |  | 1998-2012
REFINERIES | CrudeOil | 0 | 0 | 0 | 0 | 0 | 0 | 0 | 0 | 0 | 0 | 0 | 0 | 0 | 0 | 0 | 0 | 0 | 0 | 0 | 0 | 0 | 0 | 0 | 0 | 0 | 0 | 0 | 0 | 0 | 0 | 0 | 0 | 0 | 0 | 0 | 0 | 0 | 0 | 0 | 0 | 0 | 0 | 0 | 0 | 0 | 0 | 0 |  |  | 1966 | 1967 | 1968 | 1969 | 1970 | 1971 | 1972 | 1973 | 1974 | 1975 | 1976 | 1977 | 1978 | 1979 | 1980 | 1981 | 1982 | 1983 | 1984 | 1985 | 1986 | 1987 | 1988 | 1989 | 1990 | 1991 | 1992 | 1993 | 1994 | 1995 | 1996 | 1997 | 1998 | 1999 | 2000 | 2001 | 2002 | 2003 | 2004 | 2005 | 2006 | 2007 | 2008 | 2009 | 2010 | 2011 | 2012 | Min | Average | Max | From 1998 | Min | Average | Max
REFINERIES | RefFeedstock | 0 | 0 | 0 | 0 | 0 | 0 | 0 | 0 | 4038819 | 8658083 | 11469162 | 13424070 | 15272774 | 18400013 | 16825661 | 4223274 | 1255405 | 160410 | 0 | 0 | 0 | 0 | 0 | 0 | 0 | 0 | 0 | 179338 | 0 | 10240900 | 720512 | 56672 | 1858646 | 2033844 | 603095 | 418759 | 577005 | 589772 | 531402 | 570728 | 660014 | 550085 | 854023 | 485934 | 139942 | 5903 | 5167 | LPG | LPG | 3.299% | 2.801% | 2.925% | 2.651% | 2.302% | 2.113% | 2.274% | 2.232% | 2.017% | 1.68% | 1.849% | 2.127% | 2.097% | 1.797% | 2.16% | 2.237% | 2.585% | 2.189% | 2.286% | 2.175% | 2.252% | 2.384% | 2.214% | 1.967% | 2.057% | 1.948% | 1.779% | 2.051% | 1.972% | 1.78% | 1.699% | 2.35% | 2.042% | 2.331% | 2.621% | 2.549% | 2.342% | 2.521% | 2.59% | 2.143% | 2.271% | 2.241% | 1.718% | 2.046% | 2.296% | 2.001% | 2.196% | 0% | 0% | 0% |  | 1.718% | 2.261% | 2.621% | <- | LPG
REFINERIES | RefGas | 0 | 0 | 0 | 0 | 0 | 0 | 0 | 0 | 0 | 16323187 | 15047699 | 15637362 | 13193154 | 14051245 | 11201509 | 13766937 | 13831447 | 12413750 | 13392263 | 11667536 | 13168000 | 13253000 | 13619000 | 14632000 | 14169000 | 14537000 | 14865000 | 15405000 | 15895000 | 19345000 | 21440796 | 16905304 | 15225340 | 15723812 | 15556268 | 15755428 | 15197000 | 16554512 | 15890576 | 15347072 | 16115632 | 15916264 | 14782248 | 15419352 | 13679796 | 14957592 | 15632500 | LVN | LVN | 5.285% | 3.752% | 3.543% | 3.747% | 3.858% | 2.876% | 2.628% | 2.673% | 2.499% | 2.254% | 1.449% | 2.062% | 2.033% | 1.211% | 2.053% | 1.792% | 2.332% | 1.706% | 1.645% | 2.026% | 1.516% | 1.756% | 3.502% | 3.751% | 3.583% | 4.33% | 5.174% | 3.873% | 4.546% | 4.254% | 4.184% | 3.135% | 3.649% | 2.875% | 1.886% | 1.826% | 1.847% | 2.01% | 2.011% | 2.762% | 3.207% | 2.984% | 0.7882% | 1.078% | 0.9572% | 2.56% | 3.758% | 0% | 0% | 0% |  | 0.7882% | 2.28% | 3.758% | <- | LVN
REFINERIES | LPG | 6676432 | 7859220 | 8812154 | 10264856 | 10175837 | 9968525 | 10166202 | 9700915 | 8423300 | 6171453 | 6437036 | 6844652 | 6503576 | 6131143 | 5656140 | 5327136 | 6013331 | 6021303 | 6790510 | 6072893 | 6973048 | 7333320 | 7146560 | 6589612 | 6511902 | 6413318 | 6058795 | 7202518 | 7082177 | 6898514 | 7400480 | 8277608 | 6549250 | 7471320 | 8669068 | 8428948 | 7411934 | 8359488 | 8345734 | 6656522 | 7388750 | 7132808 | 5394483 | 6456683 | 6938324 | 6112342 | 7483740 | Gasoline | GSL | 18.67% | 19.17% | 17.95% | 16.42% | 14.29% | 15.25% | 15.88% | 16.54% | 18.05% | 19.49% | 19.59% | 20.4% | 20.38% | 18.58% | 18.73% | 19.44% | 17.82% | 18.3% | 17.1% | 18.4% | 18.04% | 19.42% | 19.45% | 19.88% | 18.24% | 18.87% | 17.76% | 16.41% | 17.15% | 23.33% | 27.2% | 26.61% | 25.71% | 30.33% | 28.18% | 28% | 27.4% | 25.29% | 25.5% | 25.68% | 28.01% | 26.56% | 28.06% | 29.05% | 28.77% | 27.4% | 26.57% | 0% | 0% | 0% |  | 25.29% | 27.37% | 30.33% | <- | GSL
REFINERIES | LVN | 9575307 | 9444981 | 9592968 | 13028293 | 15134172 | 11910082 | 10146244 | 10021051 | 8920850 | 6822453 | 4496073 | 6061464 | 6195792 | 4028100 | 5375730 | 4268786 | 5424624 | 4691084 | 4885964 | 5656610 | 4694261 | 5401499 | 11304914 | 12567468 | 11339312 | 14225315 | 17570959 | 13556836 | 16260478 | 16423526 | 18222884 | 11039632 | 11702561 | 14012338 | 12630168 | 13127500 | 10743858 | 9604702 | 8344863 | 10400184 | 11758814 | 10910845 | 12460072 | 12102315 | 12128322 | 16458691 | 19521794 | Aviation | KER | 2.764% | 2.937% | 2.695% | 2.527% | 1.933% | 1.859% | 1.926% | 1.543% | 1.222% | 1.389% | 1.569% | 1.427% | 1.389% | 1.317% | 1.059% | 0.4067% | 0.7589% | 1.036% | 2.799% | 4.049% | 3.27% | 4.228% | 3.664% | 3.618% | 4.562% | 2.648% | 1.762% | 2.335% | 3.096% | 3.033% | 4.288% | 5.545% | 5.753% | 8.266% | 7.57% | 7.969% | 8.008% | 8.492% | 8.275% | 9.057% | 7.774% | 7.205% | 8.271% | 5.521% | 10.95% | 12.51% | 10.11% | 0% | 0% | 0% |  | 5.521% | 8.383% | 12.51% | <- | KER
REFINERIES | Gasoline | 33833131 | 48252857 | 48605703 | 57113486 | 56078535 | 63162041 | 61333145 | 62025366 | 64450529 | 58982042 | 60762674 | 59988391 | 62120632 | 61801669 | 49035342 | 46296245 | 41441026 | 50348621 | 50790859 | 51399589 | 55876208 | 59738623 | 62800133 | 66589578 | 57733207 | 61986505 | 60322159 | 57452942 | 61346060 | 90062568 | 118487749 | 93698328 | 82462254 | 97227631 | 93201560 | 92606253 | 86713258 | 83845092 | 82150218 | 79768943 | 91113286 | 84545651 | 88114059 | 91697205 | 86925896 | 83704909 | 90540929 | Diesel | DSL | 25.65% | 28.06% | 28.77% | 28.84% | 28.42% | 32.74% | 34.52% | 36.79% | 38.79% | 42.77% | 44.24% | 45.91% | 45.09% | 46.2% | 45.4% | 48.07% | 47.11% | 47.28% | 47.25% | 46.11% | 47.34% | 43.42% | 41.09% | 41.17% | 44.14% | 47.36% | 49.16% | 49.33% | 48.24% | 45.83% | 44.78% | 46.6% | 43.56% | 37.71% | 38.91% | 39.79% | 39.62% | 41.32% | 41.39% | 40.07% | 39.68% | 43.23% | 37.05% | 42.17% | 38.76% | 39.94% | 42.73% | 0% | 0% | 0% |  | 37.05% | 40.4% | 43.56% | <- | DSL
REFINERIES | Aviation | 5008546 | 7391520 | 7297155 | 8787532 | 7581595 | 7699799 | 7435207 | 5786240 | 4360987 | 4202977 | 4866847 | 4194335 | 4234856 | 4381495 | 2771646 | 968702 | 1765231 | 2850425 | 8313503 | 11306347 | 10126633 | 13004938 | 11827476 | 12121841 | 14440260 | 8700000 | 5982338 | 8175347 | 11076492 | 11709200 | 18676769 | 19528356 | 18447916 | 26496112 | 25036556 | 26352301 | 25340447 | 28152548 | 26660150 | 28135844 | 25289900 | 22936754 | 25976450 | 17426682 | 33097544 | 38224247 | 34460788 | FuelOil | HFO | 44.34% | 43.29% | 44.12% | 45.81% | 49.19% | 45.17% | 42.77% | 40.22% | 37.42% | 32.42% | 31.3% | 28.07% | 29.01% | 30.9% | 30.6% | 28.06% | 29.4% | 29.49% | 28.93% | 27.23% | 27.57% | 28.79% | 30.08% | 29.62% | 27.42% | 24.84% | 24.36% | 26% | 25% | 21.77% | 17.84% | 15.76% | 19.28% | 18.49% | 20.83% | 19.86% | 20.78% | 20.37% | 20.24% | 20.29% | 19.07% | 17.78% | 24.12% | 20.13% | 18.26% | 15.59% | 14.64% | 0% | 0% | 0% |  | 14.64% | 19.31% | 24.12% | <- | HFO
REFINERIES | Diesel | 46508754 | 70672171 | 77962128 | 100345169 | 111538506 | 135612977 | 133331859 | 138003152 | 138527896 | 129530664 | 137341305 | 135124150 | 137599853 | 153980000 | 118881497 | 114484308 | 109623166 | 130082057 | 140406069 | 128874322 | 146739328 | 133717576 | 132849521 | 138086623 | 139834968 | 155723514 | 167090543 | 172825389 | 172798653 | 176978404 | 195090482 | 164214874 | 139764607 | 120945572 | 128764241 | 131632485 | 125443163 | 137015010 | 133387879 | 124533548 | 129089198 | 137627566 | 116362147 | 133128907 | 117131483 | 122018453 | 145640256 | Reffeedstock | RFS | 0 | 0 | 0 | 0 | 0 | 0 | 0 | 0 | -3457958 | -7614121 | 6238156 | -5426302 | -8224462 | -2400635 | 23622270 | 14693192 | 33676426 | 27651458 | 23113835 | 17504277 | 25215094 | 26158943 | 30378383 | 34123962 | 26874299 | 16785219 | 7427491 | 22531702 | 11718613 | -2452088 | 4375488 | 3270427 | 968768 | 8817156 | 5113752 | 2322437 | 2161479 | 1990228 | 196701 | 2357523 | 3397029 | 645244 | 482422 | 1317982 | 2073495 | 2408184 | 735379 | 0 | 0 | 0 |  | 196701 | 2332518.6 | 8817156 | <- | RFS
REFINERIES | FuelOil | 84342480 | 112867876 | 124057479 | 165326973 | 200336396 | 194158005 | 172700908 | 157002674 | 139706833 | 102796155 | 101130053 | 85997702 | 91689012 | 107035760 | 83413880 | 70418006 | 70912978 | 83599526 | 88399520 | 80041127 | 88123695 | 90721741 | 100597737 | 100866496 | 88088136 | 83654407 | 86307546 | 94492449 | 92684234 | 86232588 | 79946929 | 57145892 | 62940143 | 61055894 | 70166981 | 66968477 | 67380383 | 68359438 | 66264744 | 63704038 | 62640431 | 57416743 | 78758521 | 63620014 | 55632005 | 48112486 | 50471365 | Crude oil | CRD | 185997985 | 273247012 | 282278379 | 382445493 | 417950029 | 426965749 | 405622181 | 419941430 | 395445381 | 334381256 | 326893057 | 323173307 | 334801625 | 356687766 | 271367717 | 244655971 | 219934312 | 266041514 | 287567570 | 279743964 | 304432563 | 296960845 | 310890390 | 323131975 | 308682005 | 331394770 | 355454908 | 356795000 | 365356400 | 412022100 | 448338000 | 365090511 | 340314599 | 339203135 | 346270013 | 343914817 | 333095071 | 352220912 | 344651751 | 332180848 | 343530612 | 333386568 | 334639330 | 335634780 | 314168191 | 327286287 | 362386542 | 0 | 0 | 0 |  | 314168191 | 338858897.0667 | 362386542 | <- | CRD
REFINERIES | Bunkring | 0 | 0 | 0 | 0 | 0 | 0 | 0 | 0 | 0 | 0 | 0 | 0 | 0 | 0 | 0 | 0 | 0 | 0 | 0 | 0 | 0 | 0 | 0 | 0 | 0 | 0 | 0 | 0 | 0 | 0 | 0 | 0 | 0 | 0 | 0 | 0 | 0 | 0 | 0 | 0 | 0 | 0 | 0 | 0 | 0 | 0 | 0 | Electricity | Elec | 397650 | 432699 | 476143 | 530132 | 593411 | 643437 | 685084 | 736411 | 731086 | 686570 | 613406 | 594418 | 639873 | 625981 | 647706 | 763354 | 759288 | 783722 | 785727 | 767902 | 911578 | 909734 | 857186 | 844713 | 891592 | 1096782 | 1163069 | 1103643 | 1200480 | 1178367 | 1231778 | 1027529 | 905799 | 977882 | 756137 | 555652 | 565485 | 904276 | 922446 | 644273 | 781406 | 1101084 | 1285842 | 1153932 | 1169936 | 1056349 | 1074112 | Max | Min |  |  | Max | Min
REFINERIES | BioOil | 0 | 0 | 0 | 0 | 0 | 0 | 0 | 0 | 0 | 0 | 0 | 0 | 0 | 0 | 0 | 0 | 0 | 0 | 0 | 0 | 0 | 0 | 0 | 0 | 0 | 0 | 0 | 0 | 0 | 0 | 0 | 0 | 0 | 0 | 0 | 940000 | 1504000 | 1692000 | 2444000 | 2632000 | 2632000 | 2636775 | 3712650 | 3267638 | 2875125 | 3195313 | 3831351 | District heat | DistHeat | 2278 | 2479 | 3063 | 4198 | 4495 | 4899 | 5362 | 5639 | 5838 | 5961 | 5173 | 5701 | 5536 | 5388 | 0 | 0 | 294559 | 446939 | 459885 | 439145 | 335697 | 362024 | 405850 | 416804 | 427758 | 387197 | 346636 | 306075 | 351620 | 380457 | 318666 | 256816 | 222847 | 299190 | 275371 | 252295 | 252295 | 260862 | 247819 | 354806 | 367693 | 404977 | 585757 | 585699 | 583942 | 558832 | 558832 | 340791856 | 0.92109 |  |  | 340791856 | 302151318
REFINERIES | NatGas | 0 | 0 | 0 | 0 | 0 | 0 | 0 | 0 | 0 | 0 | 0 | 0 | 0 | 0 | 0 | 0 | 0 | 0 | 0 | 0 | 0 | 0 | 0 | 0 | 0 | 0 | 0 | 0 | 0 | 0 | 0 | 0 | 0 | 0 | 0 | 0 | 0 | 0 | 0 | 0 | 0 | 0 | 0 | 0 | 0 | 0 | 0
REFINERIES | Elec | 0 | 0 | 0 | 0 | 0 | 0 | 0 | 0 | 0 | 0 | 0 | 0 | 0 | 0 | 0 | 0 | 0 | 0 | 0 | 0 | 0 | 0 | 0 | 0 | 0 | 0 | 0 | 0 | 0 | 0 | 0 | 0 | 0 | 0 | 0 | 0 | 0 | 0 | 0 | 0 | 0 | 0 | 0 | 0 | 0 | 0 | 0 |  | Total input | #VALUE! | 273247012 | 282278379 | 382445493 | 417950029 | 426965749 | 405622181 | 419941430 | 391987423 | 326767135 | 333131213 | 317747005 | 326577163 | 354287131 | 294989987 | 259349163 | 253610738 | 293692972 | 310681405 | 297248241 | 329647657 | 323119788 | 341268773 | 357255937 | 335556304 | 348179989 | 362882399 | 379326702 | 377075013 | 409570012 | 452713488 | 368360938 | 341283367 | 348020291 | 351383765 | 346237254 | 335256550 | 354211140 | 344848452 | 334538371 | 346927641 | 334031812 | 335121752 | 336952762 | 316241686 | 329694471 | 363121921 | Min | Average | Max | From 1998 | Min | Average | Max
REFINERIES | DistHeat | 0 | 0 | 0 | 0 | 0 | 0 | 0 | 0 | 0 | 0 | 0 | 0 | 0 | 0 | 0 | 0 | 0 | 0 | 0 | 0 | 0 | 0 | 0 | 0 | 0 | 0 | 0 | 0 | 0 | 0 | 0 | 0 | 0 | 0 | 0 | 0 | 0 | 0 | 0 | 0 | 0 | 0 | 0 | 0 | 0 | 0 | 0 |  | Total output | #VALUE! | 251704793 | 270770737 | 347728216 | 392284484 | 414106598 | 386088505 | 374912096 | 356999977 | 302623605 | 310196442 | 293976743 | 304826194 | 332678230 | 261820013 | 238158890 | 232599796 | 275037824 | 297015617 | 279242244 | 309649584 | 307560234 | 322832798 | 334999471 | 316500954 | 328512311 | 339605897 | 350047040 | 357715341 | 386056663 | 435531962 | 352173199 | 320671170 | 320558711 | 330749792 | 330676682 | 316421486 | 331533505 | 322187334 | 310642780 | 325306779 | 318323953 | 314051007 | 315644529 | 302151318 | 305469845 | 340791856 | 93.85% | 93.85% | 93.85% |  | 92.11% | 93.9% | 95.54%
Input to refineries (AnvGJ): | [49 empty] | EFF | #VALUE! | 92.12% | 95.92% | 90.92% | 93.86% | 96.99% | 95.18% | 89.28% | 91.07% | 92.61% | 93.12% | 92.52% | 93.34% | 93.9% | 88.76% | 91.83% | 91.72% | 93.65% | 95.6% | 93.94% | 93.93% | 95.18% | 94.6% | 93.77% | 94.32% | 94.35% | 93.59% | 92.28% | 94.87% | 94.26% | 96.2% | 95.61% | 93.96% | 92.11% | 94.13% | 95.51% | 94.38% | 93.6% | 93.43% | 92.86% | 93.77% | 95.3% | 93.71% | 93.68% | 95.54% | 92.65% | 93.85%
Række- aggregat | Søjle- aggregat | 1966 | 1967 | 1968 | 1969 | 1970 | 1971 | 1972 | 1973 | 1974 | 1975 | 1976 | 1977 | 1978 | 1979 | 1980 | 1981 | 1982 | 1983 | 1984 | 1985 | 1986 | 1987 | 1988 | 1989 | 1990 | 1991 | 1992 | 1993 | 1994 | 1995 | 1996 | 1997 | 1998 | 1999 | 2000 | 2001 | 2002 | 2003 | 2004 | 2005 | 2006 | 2007 | 2008 | 2009 | 2010 | 2011 | 2012
REFINERIES | CrudeOil | 185997985 | 273247012 | 282278379 | 382445493 | 417950029 | 426965749 | 405622181 | 419941430 | 395445381 | 334381256 | 326893057 | 323173307 | 334801625 | 356687766 | 271367717 | 244655971 | 219934312 | 266041514 | 287567570 | 279743964 | 304432563 | 296960845 | 310890390 | 323131975 | 308682005 | 331394770 | 355454908 | 356795000 | 365356400 | 412022100 | 448338000 | 365090511 | 340314599 | 339203135 | 346270013 | 343914817 | 333095071 | 352220912 | 344651751 | 332180848 | 343530612 | 333386568 | 334639330 | 335634780 | 314168191 | 327286287 | 362386542
REFINERIES | RefFeedstock | 0 | 0 | 0 | 0 | 0 | 0 | 0 | 0 | 580861 | 1043962 | 17707318 | 7997768 | 7048312 | 15999378 | 40447931 | 18916466 | 34931831 | 27811868 | 23113835 | 17504277 | 25215094 | 26158943 | 30378383 | 34123962 | 26874299 | 16785219 | 7427491 | 22711040 | 11718613 | 7788812 | 5096000 | 3327099 | 2827414 | 10851000 | 5716847 | 2741196 | 2738484 | 2580000 | 728103 | 2928251 | 4057043 | 1195329 | 1336445 | 1803916 | 2213437 | 2414087 | 740546
REFINERIES | RefGas | 0 | 0 | 0 | 0 | 0 | 0 | 0 | 0 | 0 | 16323187 | 15047699 | 15637362 | 13193154 | 14051245 | 11201509 | 13766937 | 13831447 | 12413750 | 13392263 | 11667536 | 13168000 | 13253000 | 13619000 | 14632000 | 14169000 | 14537000 | 14865000 | 15405000 | 15895000 | 19345000 | 21440796 | 16905304 | 15225340 | 15723812 | 15556268 | 15755428 | 15197000 | 16554512 | 15890576 | 15347072 | 16115632 | 15916264 | 14782248 | 15419352 | 13679796 | 14957592 | 15632500
REFINERIES | LPG | 699275 | 809417 | 892837 | 1045873 | 1144949 | 1219003 | 1385357 | 1333183 | 1221838 | 1086020 | 700098 | 590311 | 110106 | 151497 | 193 | 186 | 165 | 131 | 125 | 106 | 207 | 229 | 251 | 394 | 443 | 14535 | 18032 | 23241 | 27828 | 28290 | 125 | 1571 | 1413 | 484 | 222 | 231 | 213 | 262 | 264 | 235 | 236 | 0 | 0 | 0 | 0 | 0 | 0
REFINERIES | LVN | 0 | 0 | 0 | 0 | 0 | 0 | 0 | 0 | 0 | 0 | 0 | 0 | 0 | 0 | 0 | 0 | 0 | 0 | 0 | 0 | 0 | 0 | 0 | 0 | 0 | 0 | 0 | 0 | 0 | 0 | 0 | 0 | 0 | 4794986 | 6393315 | 7090342 | 4898925 | 2939355 | 1865684 | 1819997 | 1324762 | 1412309 | 9984841 | 8699334 | 9236029 | 8639949 | 6715184
REFINERIES | Gasoline | 8692 | 8520 | 8117 | 7721 | 7685 | 6983 | 6235 | 6131 | 5189 | 6174 | 5794 | 5664 | 5702 | 5278 | 4085 | 3604 | 3369 | 3787 | 4449 | 5457 | 7104 | 12645 | 11415 | 5950 | 6484 | 6152 | 6407 | 6816 | 4007 | 1512 | 1972 | 1962 | 2488 | 2186 | 1896 | 1728 | 9505 | 7281 | 8104 | 6794 | 5764 | 4427 | 3095 | 2567 | 1681 | 4462 | 2541
REFINERIES | Aviation | 0 | 0 | 0 | 0 | 0 | 0 | 0 | 0 | 0 | 0 | 0 | 0 | 0 | 0 | 0 | 0 | 0 | 0 | 0 | 0 | 0 | 0 | 0 | 0 | 0 | 0 | 0 | 0 | 0 | 0 | 0 | 0 | 0 | 0 | 0 | 0 | 0 | 0 | 0 | 0 | 0 | 0 | 0 | 0 | 0 | 0 | 0
REFINERIES | Diesel | 42532 | 50942 | 50979 | 56763 | 42332 | 52433 | 59057 | 75638 | 48358 | 97669 | 95038 | 145126 | 143899 | 294314 | 8707 | 8629 | 49682 | 49726 | 78869 | 107344 | 135946 | 164726 | 193539 | 162433 | 130702 | 131921 | 133351 | 138147 | 228841 | 40129 | 56980 | 94298 | 69327 | 54876 | 55597 | 66831 | 62158 | 38851 | 40505 | 49686 | 23454 | 7735 | 8405 | 8263 | 9185 | 16963 | 27400
REFINERIES | FuelOil | 4004916 | 3914953 | 4604917 | 6027736 | 7365591 | 7126412 | 7574411 | 6212350 | 6115033 | 4692276 | 4036616 | 3492850 | 3257820 | 4228848 | 3301237 | 3591874 | 2527344 | 2501548 | 2487365 | 3995737 | 2740332 | 2179863 | 3488338 | 1653370 | 1309202 | 2038140 | 3568653 | 3490237 | 3272077 | 2178206 | 2234254 | 1633660 | 1122333 | 1797624 | 1267752 | 1280150 | 1640756 | 817024 | 1051697 | 679587 | 619384 | 821943 | 3018384 | 77113 | 455361 | 499909 | 581891
REFINERIES | Bunkring | 0 | 0 | 0 | 0 | 0 | 0 | 0 | 0 | 0 | 0 | 0 | 0 | 0 | 0 | 0 | 0 | 0 | 0 | 0 | 0 | 0 | 0 | 0 | 0 | 0 | 0 | 0 | 0 | 0 | 0 | 0 | 0 | 0 | 0 | 0 | 0 | 0 | 0 | 0 | 0 | 0 | 0 | 0 | 0 | 0 | 0 | 0
REFINERIES | BioOil | 0 | 0 | 0 | 0 | 0 | 0 | 0 | 0 | 0 | 0 | 0 | 0 | 0 | 0 | 0 | 0 | 0 | 0 | 0 | 0 | 0 | 0 | 0 | 0 | 0 | 0 | 0 | 0 | 0 | 0 | 0 | 0 | 0 | 0 | 0 | 0 | 0 | 0 | 0 | 0 | 3 | 7 | 6 | 24 | 24 | 521 | 966 |  |  | 2008 | 2009 | 2010 | 2011 | 2012
REFINERIES | NatGas | 0 | 0 | 0 | 0 | 0 | 0 | 0 | 0 | 0 | 0 | 0 | 0 | 0 | 0 | 0 | 0 | 0 | 0 | 0 | 0 | 0 | 0 | 0 | 0 | 0 | 0 | 0 | 0 | 2824 | 2848 | 1199 | 8721 | 7725 | 4955 | 5460 | 9186 | 8423 | 47522 | 45835 | 23236 | 23237 | 0 | 0 | 0 | 0 | 0 | 0 |  | Source: Green Account Statoil and Shell | kton | kton | kton | kton | kton
REFINERIES | Elec | 397650 | 432699 | 476143 | 530132 | 593411 | 643437 | 685084 | 736411 | 731086 | 686570 | 613406 | 594418 | 639873 | 625981 | 647706 | 763354 | 759288 | 783722 | 785727 | 767902 | 911578 | 909734 | 857186 | 844713 | 891592 | 1096782 | 1163069 | 1103643 | 1200480 | 1178367 | 1231778 | 1027529 | 905799 | 977882 | 756137 | 555652 | 565485 | 904276 | 922446 | 644273 | 781406 | 1101084 | 1285842 | 1153932 | 1169936 | 1056349 | 1074112 |  | East production from Statoil pdf | 4223 | 3754 | 3768 | 3365 | 3897
REFINERIES | DistHeat | 2278 | 2479 | 3063 | 4198 | 4495 | 4899 | 5362 | 5639 | 5838 | 5961 | 5173 | 5701 | 5536 | 5388 | 0 | 0 | 294559 | 446939 | 459885 | 439145 | 335697 | 362024 | 405850 | 416804 | 427758 | 387197 | 346636 | 306075 | 351620 | 380457 | 318666 | 256816 | 222847 | 299190 | 275371 | 252295 | 252295 | 260862 | 247819 | 354806 | 367693 | 404977 | 585757 | 585699 | 583942 | 558832 | 558832 |  | West production from Shell |  | 2985 | 2741 | 2656
Average
[52 empty] | 55.71% | 57.89% | 55.89% |  |  | 56.49%
Net output from refineries (GJ):
Række- aggregat | Søjle- aggregat | 1966 | 1967 | 1968 | 1969 | 1970 | 1971 | 1972 | 1973 | 1974 | 1975 | 1976 | 1977 | 1978 | 1979 | 1980 | 1981 | 1982 | 1983 | 1984 | 1985 | 1986 | 1987 | 1988 | 1989 | 1990 | 1991 | 1992 | 1993 | 1994 | 1995 | 1996 | 1997 | 1998 | 1999 | 2000 | 2001 | 2002 | 2003 | 2004 | 2005 | 2006 | 2007 | 2008 | 2009 | 2010 | 2011 | 2012
REFINERIES | CrudeOil | -185997985 | -273247012 | -282278379 | -382445493 | -417950029 | -426965749 | -405622181 | -419941430 | -395445381 | -334381256 | -326893057 | -323173307 | -334801625 | -356687766 | -271367717 | -244655971 | -219934312 | -266041514 | -287567570 | -279743964 | -304432563 | -296960845 | -310890390 | -323131975 | -308682005 | -331394770 | -355454908 | -356795000 | -365356400 | -412022100 | -448338000 | -365090511 | -340314599 | -339203135 | -346270013 | -343914817 | -333095071 | -352220912 | -344651751 | -332180848 | -343530612 | -333386568 | -334639330 | -335634780 | -314168191 | -327286287 | -362386542
REFINERIES | RefFeedstock | 0 | 0 | 0 | 0 | 0 | 0 | 0 | 0 | 3457958 | 7614121 | -6238156 | 5426302 | 8224462 | 2400635 | -23622270 | -14693192 | -33676426 | -27651458 | -23113835 | -17504277 | -25215094 | -26158943 | -30378383 | -34123962 | -26874299 | -16785219 | -7427491 | -22531702 | -11718613 | 2452088 | -4375488 | -3270427 | -968768 | -8817156 | -5113752 | -2322437 | -2161479 | -1990228 | -196701 | -2357523 | -3397029 | -645244 | -482422 | -1317982 | -2073495 | -2408184 | -735379
REFINERIES | RefGas | 0 | 0 | 0 | 0 | 0 | 0 | 0 | 0 | 0 | 0 | 0 | 0 | 0 | 0 | 0 | 0 | 0 | 0 | 0 | 0 | 0 | 0 | 0 | 0 | 0 | 0 | 0 | 0 | 0 | 0 | 0 | 0 | 0 | 0 | 0 | 0 | 0 | 0 | 0 | 0 | 0 | 0 | 0 | 0 | 0 | 0 | 0
REFINERIES | LPG | 5977157 | 7049803 | 7919317 | 9218983 | 9030888 | 8749522 | 8780845 | 8367732 | 7201462 | 5085433 | 5736938 | 6254341 | 6393470 | 5979646 | 5655947 | 5326950 | 6013166 | 6021172 | 6790385 | 6072787 | 6972841 | 7333091 | 7146309 | 6589218 | 6511459 | 6398783 | 6040763 | 7179277 | 7054349 | 6870224 | 7400355 | 8276037 | 6547837 | 7470836 | 8668846 | 8428717 | 7411721 | 8359226 | 8345470 | 6656287 | 7388514 | 7132808 | 5394483 | 6456683 | 6938324 | 6112342 | 7483740
REFINERIES | LVN | 9575307 | 9444981 | 9592968 | 13028293 | 15134172 | 11910082 | 10146244 | 10021051 | 8920850 | 6822453 | 4496073 | 6061464 | 6195792 | 4028100 | 5375730 | 4268786 | 5424624 | 4691084 | 4885964 | 5656610 | 4694261 | 5401499 | 11304914 | 12567468 | 11339312 | 14225315 | 17570959 | 13556836 | 16260478 | 16423526 | 18222884 | 11039632 | 11702561 | 9217352 | 6236853 | 6037158 | 5844933 | 6665347 | 6479179 | 8580187 | 10434052 | 9498536 | 2475231 | 3402981 | 2892293 | 7818742 | 12806610
REFINERIES | Gasoline | 33824439 | 48244337 | 48597586 | 57105765 | 56070850 | 63155058 | 61326910 | 62019235 | 64445340 | 58975868 | 60756880 | 59982727 | 62114930 | 61796391 | 49031257 | 46292641 | 41437657 | 50344834 | 50786410 | 51394132 | 55869104 | 59725978 | 62788718 | 66583628 | 57726723 | 61980353 | 60315752 | 57446126 | 61342053 | 90061056 | 118485777 | 93696366 | 82459766 | 97225445 | 93199664 | 92604525 | 86703753 | 83837811 | 82142114 | 79762149 | 91107522 | 84541224 | 88110964 | 91694638 | 86924215 | 83700447 | 90538388
REFINERIES | Aviation | 5008546 | 7391520 | 7297155 | 8787532 | 7581595 | 7699799 | 7435207 | 5786240 | 4360987 | 4202977 | 4866847 | 4194335 | 4234856 | 4381495 | 2771646 | 968702 | 1765231 | 2850425 | 8313503 | 11306347 | 10126633 | 13004938 | 11827476 | 12121841 | 14440260 | 8700000 | 5982338 | 8175347 | 11076492 | 11709200 | 18676769 | 19528356 | 18447916 | 26496112 | 25036556 | 26352301 | 25340447 | 28152548 | 26660150 | 28135844 | 25289900 | 22936754 | 25976450 | 17426682 | 33097544 | 38224247 | 34460788
REFINERIES | Diesel | 46466222 | 70621229 | 77911149 | 100288406 | 111496174 | 135560544 | 133272802 | 137927514 | 138479538 | 129432995 | 137246267 | 134979024 | 137455954 | 153685686 | 118872790 | 114475679 | 109573484 | 130032331 | 140327200 | 128766978 | 146603382 | 133552850 | 132655982 | 137924190 | 139704266 | 155591593 | 166957192 | 172687242 | 172569812 | 176938275 | 195033502 | 164120576 | 139695280 | 120890696 | 128708644 | 131565654 | 125381005 | 136976159 | 133347374 | 124483862 | 129065744 | 137619831 | 116353742 | 133120644 | 117122298 | 122001490 | 145612856
REFINERIES | FuelOil | 80337564 | 108952923 | 119452562 | 159299237 | 192970805 | 187031593 | 165126497 | 150790324 | 133591800 | 98103879 | 97093437 | 82504852 | 88431192 | 102806912 | 80112643 | 66826132 | 68385634 | 81097978 | 85912155 | 76045390 | 85383363 | 88541878 | 97109399 | 99213126 | 86778934 | 81616267 | 82738893 | 91002212 | 89412157 | 84054382 | 77712675 | 55512232 | 61817810 | 59258270 | 68899229 | 65688327 | 65739627 | 67542414 | 65213047 | 63024451 | 62021047 | 56594800 | 75740137 | 63542901 | 55176644 | 47612577 | 49889474
REFINERIES | Bunkring | 0 | 0 | 0 | 0 | 0 | 0 | 0 | 0 | 0 | 0 | 0 | 0 | 0 | 0 | 0 | 0 | 0 | 0 | 0 | 0 | 0 | 0 | 0 | 0 | 0 | 0 | 0 | 0 | 0 | 0 | 0 | 0 | 0 | 0 | 0 | 0 | 0 | 0 | 0 | 0 | 0 | 0 | 0 | 0 | 0 | 0 | 0
REFINERIES | BioOil | 0 | 0 | 0 | 0 | 0 | 0 | 0 | 0 | 0 | 0 | 0 | 0 | 0 | 0 | 0 | 0 | 0 | 0 | 0 | 0 | 0 | 0 | 0 | 0 | 0 | 0 | 0 | 0 | 0 | 0 | 0 | 0 | 0 | 0 | 0 | 940000 | 1504000 | 1692000 | 2444000 | 2632000 | 2631997 | 2636768 | 3712644 | 3267614 | 2875101 | 3194792 | 3830385
REFINERIES | NatGas | 0 | 0 | 0 | 0 | 0 | 0 | 0 | 0 | 0 | 0 | 0 | 0 | 0 | 0 | 0 | 0 | 0 | 0 | 0 | 0 | 0 | 0 | 0 | 0 | 0 | 0 | 0 | 0 | -2824 | -2848 | -1199 | -8721 | -7725 | -4955 | -5460 | -9186 | -8423 | -47522 | -45835 | -23236 | -23237 | 0 | 0 | 0 | 0 | 0 | 0
REFINERIES | Elec | -397650 | -432699 | -476143 | -530132 | -593411 | -643437 | -685084 | -736411 | -731086 | -686570 | -613406 | -594418 | -639873 | -625981 | -647706 | -763354 | -759288 | -783722 | -785727 | -767902 | -911578 | -909734 | -857186 | -844713 | -891592 | -1096782 | -1163069 | -1103643 | -1200480 | -1178367 | -1231778 | -1027529 | -905799 | -977882 | -756137 | -555652 | -565485 | -904276 | -922446 | -644273 | -781406 | -1101084 | -1285842 | -1153932 | -1169936 | -1056349 | -1074112
REFINERIES | DistHeat | -2278 | -2479 | -3063 | -4198 | -4495 | -4899 | -5362 | -5639 | -5838 | -5961 | -5173 | -5701 | -5536 | -5388 | 0 | 0 | -294559 | -446939 | -459885 | -439145 | -335697 | -362024 | -405850 | -416804 | -427758 | -387197 | -346636 | -306075 | -351620 | -380457 | -318666 | -256816 | -222847 | -299190 | -275371 | -252295 | -252295 | -260862 | -247819 | -354806 | -367693 | -404977 | -585757 | -585699 | -583942 | -558832 | -558832
Net input to refineries (GJ):
Række- aggregat | Søjle- aggregat | 1966 | 1967 | 1968 | 1969 | 1970 | 1971 | 1972 | 1973 | 1974 | 1975 | 1976 | 1977 | 1978 | 1979 | 1980 | 1981 | 1982 | 1983 | 1984 | 1985 | 1986 | 1987 | 1988 | 1989 | 1990 | 1991 | 1992 | 1993 | 1994 | 1995 | 1996 | 1997 | 1998 | 1999 | 2000 | 2001 | 2002 | 2003 | 2004 | 2005 | 2006 | 2007 | 2008 | 2009 | 2010 | 2011 | 2012
REFINERIES | CrudeOil | 185997985 | 273247012 | 282278379 | 382445493 | 417950029 | 426965749 | 405622181 | 419941430 | 395445381 | 334381256 | 326893057 | 323173307 | 334801625 | 356687766 | 271367717 | 244655971 | 219934312 | 266041514 | 287567570 | 279743964 | 304432563 | 296960845 | 310890390 | 323131975 | 308682005 | 331394770 | 355454908 | 356795000 | 365356400 | 412022100 | 448338000 | 365090511 | 340314599 | 339203135 | 346270013 | 343914817 | 333095071 | 352220912 | 344651751 | 332180848 | 343530612 | 333386568 | 334639330 | 335634780 | 314168191 | 327286287 | 362386542
REFINERIES | RefFeedstock | 0 | 0 | 0 | 0 | 0 | 0 | 0 | 0 | -3457958 | -7614121 | 6238156 | -5426302 | -8224462 | -2400635 | 23622270 | 14693192 | 33676426 | 27651458 | 23113835 | 17504277 | 25215094 | 26158943 | 30378383 | 34123962 | 26874299 | 16785219 | 7427491 | 22531702 | 11718613 | -2452088 | 4375488 | 3270427 | 968768 | 8817156 | 5113752 | 2322437 | 2161479 | 1990228 | 196701 | 2357523 | 3397029 | 645244 | 482422 | 1317982 | 2073495 | 2408184 | 735379
REFINERIES | RefGas
REFINERIES | LPG
REFINERIES | LVN
REFINERIES | Gasoline
REFINERIES | Aviation
REFINERIES | Diesel | [47 empty] | 0 |  | LPG | CRD | Crude Oil
REFINERIES | FuelOil | [47 empty] | 114809412 |  | GSL | LVN | Naphtha
REFINERIES | Bunkring | [47 empty] | 569513581 |  | KER | RFG | Refinery Gas
REFINERIES | BioOil | [47 empty] | 342703860 |  | KRB1 | LPG | LPG
REFINERIES | NatGas | [47 empty] | 494194739 |  | DSL | GSL | Gasoline
REFINERIES | Elec | 397650 | 432699 | 476143 | 530132 | 593411 | 643437 | 685084 | 736411 | 731086 | 686570 | 613406 | 594418 | 639873 | 625981 | 647706 | 763354 | 759288 | 783722 | 785727 | 767902 | 911578 | 909734 | 857186 | 844713 | 891592 | 1096782 | 1163069 | 1103643 | 1200480 | 1178367 | 1231778 | 1027529 | 905799 | 977882 | 756137 | 555652 | 565485 | 904276 | 922446 | 644273 | 781406 | 1101084 | 1285842 | 1153932 | 1169936 | 1056349 | 1074112 | 3248533087 |  | HFO | KER | Kerosene
REFINERIES | DistHeat | 2278 | 2479 | 3063 | 4198 | 4495 | 4899 | 5362 | 5639 | 5838 | 5961 | 5173 | 5701 | 5536 | 5388 | 0 | 0 | 294559 | 446939 | 459885 | 439145 | 335697 | 362024 | 405850 | 416804 | 427758 | 387197 | 346636 | 306075 | 351620 | 380457 | 318666 | 256816 | 222847 | 299190 | 275371 | 252295 | 252295 | 260862 | 247819 | 354806 | 367693 | 404977 | 585757 | 585699 | 583942 | 558832 | 558832 | 658608834 |  | #REF!
6226864393
|  | 2002: -0.0017787; 2003: -0.0027141; 2004: -0.0028419; 2005: -0.0020567; 2006: -0.0023829; 2007: -0.0034306; 2008: -0.0040465; 2009: -0.0036183; 2010: -0.0038355; 2011: -0.0034223; 2012: -0.0031168 | 4308286856
|  | 2002: -0.00079359; 2003: -0.00078295; 2004: -0.00076349; 2005: -0.0011327; 2006: -0.0011213; 2007: -0.0012618; 2008: -0.0018434; 2009: -0.0018366; 2010: -0.0019144; 2011: -0.0018105; 2012: -0.0016216 | 0
|  | 2002: -1.0545; 2003: -1.0631; 2004: -1.0624; 2005: -1.068; 2006: -1.058; 2007: -1.0407; 2008: -1.0546; 2009: -1.0566; 2010: -1.0368; 2011: -1.0681; 2012: -1.0537 | 31362852
|  | 2002: -1.0571; 2003: -1.0666; 2004: -1.066; 2005: -1.0711; 2006: -1.0615; 2007: -1.0454; 2008: -1.0605; 2009: -1.062; 2010: -1.0425; 2011: -1.0734; 2012: -1.0584 | 0
|  | 2002: -0.94597; 2003: -0.93754; 2004: -0.93806; 2005: -0.93358; 2006: -0.94208; 2007: -0.95656; 2008: -0.94294; 2009: -0.9416; 2010: -0.95922; 2011: -0.93165; 2012: -0.94481 | 0
0
15696574621
475580860
569513581
12509376
75815012
255581
0
3708286
136577074
0
1551
191171
39165062
11813355

## Oil & Gas Data
From SSB
09288: Greenhouse gases from Norwegian economic activity, by industry, pollutant, contents and year
Emissions to air (1 000 tonnes CO2-equivalents)
|  |  |  | 2010 | 2011 | 2012 | 2013 | 2014 | 2015 | 2016 | 2017 | 2018
N.02.01.00 | Mining and quarrying | K11 | Carbon dioxide (CO2) | 260 | 292 | 272 | 362 | 356 | 367 | 315 | 221 | :
|  | K12 | Methane (CH4) | 91 | 99 | 85 | 107 | 104 | 88 | 83 | 73 | :
|  | K13 | Nitrous oxide (N2O) | 3 | 3 | 3 | 3 | 3 | 3 | 3 | 2 | :
|  | K80 | Hydrofluorocarbons (HFK) | 0 | 0 | 0 | 0 | 0 | 0 | 0 | 0 | :
|  | K90 | Perfluorocarbons (PFK) | bar: Emissions to air (1 000 tonnes CO2-equivalents) 2010 to Emissions to air (1 000 tonnes CO2-equivalents) 2018
|  | K95 | Sulphurhexafluoride (SF6) | bar: Emissions to air (1 000 tonnes CO2-equivalents) 2010 to Emissions to air (1 000 tonnes CO2-equivalents) 2018
N.02.02.00-02.03.00 | Oil and gas extraction, including service activities and transport via pipelines | K11 | Carbon dioxide (CO2) | 15555 | 15444 | 15491 | 15315 | 15918 | 16101 | 15579 | 15117 | :
|  | K12 | Methane (CH4) | 809 | 725 | 698 | 707 | 845 | 772 | 761 | 760 | :
|  | K13 | Nitrous oxide (N2O) | 17 | 17 | 16 | 16 | 16 | 15 | 14 | 13 | :
|  | K80 | Hydrofluorocarbons (HFK) | 13 | 12 | 11 | 10 | 8 | 6 | 3 | 0 | :
|  | K90 | Perfluorocarbons (PFK) | bar: Emissions to air (1 000 tonnes CO2-equivalents) 2010 to Emissions to air (1 000 tonnes CO2-equivalents) 2018
|  | K95 | Sulphurhexafluoride (SF6) | bar: Emissions to air (1 000 tonnes CO2-equivalents) 2010 to Emissions to air (1 000 tonnes CO2-equivalents) 2018
New estimates of emissions from aviation and industry are under development. This may lead to changes in the time series when publishing final numbers 2018. Due to rounding error, the total may not match the sum of subgroups. | from ktoe to pj
Includes ocean transport and international air transport. | 0.041868
: = Not for publication | Primary production |  | 2010 | Emissions to air (1 000 tonnes CO2-equivalents) 2012: kt of CO2 / PJ extracted
. = Category not applicable |  |  | pj | Emissions to air (1 000 tonnes CO2-equivalents) 2010: kt of CO2; Emissions to air (1 000 tonnes CO2-equivalents) 2012: 1.9937
| Crude |  | 3815.76 | Emissions to air (1 000 tonnes CO2-equivalents) 2010: 7607.6187
Latest update: | Natural gas |  | 3986.175 | Emissions to air (1 000 tonnes CO2-equivalents) 2010: 7947.3813
Emissions to air (1 000 tonnes CO2-equivalents): | tot
20190603 08:00
| Primary inputs |  | pj
Source: | Electricity |  | 19.454
Statistics Norway | Diesel |  | 8.623
| Natural Gas |  | 153.07
Contact:
Emissions to air (1 000 tonnes CO2-equivalents): | Elect eff |  | 799.5785
Trude Melby Bothner, Statistics Norway
+47 408 11 425
tmb@ssb.no |  |  | 2010 | Emissions to air (1 000 tonnes CO2-equivalents) 2010: 2011; Emissions to air (1 000 tonnes CO2-equivalents) 2011: 2012
| Export |  | 7597.561 | Emissions to air (1 000 tonnes CO2-equivalents) 2010: 7439.024; Emissions to air (1 000 tonnes CO2-equivalents) 2011: 7506.063
Eirik Knutsen, Statistics Norway | Crude |  | 3310.847 | Emissions to air (1 000 tonnes CO2-equivalents) 2010: 3096.186; Emissions to air (1 000 tonnes CO2-equivalents) 2011: 2710.27
+47 944 89 464 | Natural gas |  | 3663.025 | Emissions to air (1 000 tonnes CO2-equivalents) 2010: 3553.306; Emissions to air (1 000 tonnes CO2-equivalents) 2011: 4027.253
eir@ssb.no
Copyright
Units:
Emissions to air (1 000 tonnes CO2-equivalents):
1 000 tonnes CO2-equivalents
Data type:
Emissions to air (1 000 tonnes CO2-equivalents):
Flow
Reference period:
Emissions to air (1 000 tonnes CO2-equivalents)
31.12.
Database:
External PROD
Internal reference code:
UtslippEkv

## Eurostat_EB-2010
[6 empty] | 0000 | 2000 | 2115 | 2116 | 2117 | 2118 | 2210 | 2112 | 2121 | 2122 | 2130 | 2230 | 2310 | 2330 | 2410 | 3000 | 3105 | 3106 | 3191 | 3192 | 3193 | 3214 | 3215 | 3220 | 3234 | 3235 | 3246 | 3247 | 3244 | 3250 | 3260 | 3270A | 3281 | 3282 | 3283 | 3285 | 3286 | 3295 | 4000 | 4100 | 4210 | 4220 | 4230 | 4240 | 5500 | 5510 | 5520 | 5535 | 5532 | 5534 | 5541 | 5544 | 5542 | 55431 | 5546 | 5547 | 5549 | 5548 | 5550 | 7200 | 7100 | 55432 | 5100 | 5200 | 6000
ktoe |  |  |  | Norway | 2010 | Total all products | Solid fuels | Anthracite | Coking coal | Other bituminous coal | Sub-bituminous coal | Lignite / Brown Coal | Patent Fuels | Coke oven coke | Gas coke | Coal tar | BKB | Peat | Peat products | Oil shale & oil sands | Oil (total) | Crude oil | Natural Gas Liguids | Refinery Feedstocks | Additives / Oxygenates | Other Hydrocarb. (w/o bio) | Refinery gas | Ethane | LPG | Motor Gasoline (w/o bio) | Aviation Gasoline | Gasoline Type Jet Fuel | Kerosene Type Jet Fuel | Other Kerosene | Naphtha | Gas/Diesel Oil (w/o bio) | Fuel Oil | White spirit and SBP | Lubricants | Bitumen | Petroleum Coke | Paraffin Waxes | Other Products | Gas | Natural gas | Coke oven gas | Blast furnace gas | Gasworks gas | Other recovered gas | Total Renewables | Hydro power | Wind power | Tide, wave and ocean | Solar thermal | Solar PV | Solid biomass | Charcoal | Biogas (all) | Municipal wastes (renew.) | Bio gasoline | Biodiesel | Bio jet kerosene | Other liquid biofuels | Geo-thermal | Wastes (non ren.) | Industrial wastes | Municial wastes (non-ren.) | Nuclear heat | Derived heat | Electricity
+ | Primary production |  |  |  | B_100100 | 207994.2199 | 1298.7007 | 0 | 0 | 1298.7007 | 0 | 0 | [5 empty] | 0 |  | 0 | 99825.0215 | 91137.8619 | 8571.1283 |  | 116.0313 | [18 empty] | 95208.1542 | 95208.1542 |  |  |  |  | 11519.9914 | 10038.693 | 75.5708 | 0 | 0 | 0 | 1233.4719 |  | 29.6885 | 142.5671 | 0 | 0 | 0 | 0 | 0 | 142.3522 | 2.7467 | 139.6054 | 0
+ | Primary production receipt |  |  |  | B_100110 | 0 | [14 empty] | 0 | [15 empty] | 0
+ | From other sources (Recovered products) |  |  |  | B_100200 | 0.88373 | 0 | 0 | 0 | 0 | 0 | 0 | 0 | 0 | 0 | 0 | 0 | 0 | 0 | 0 | 0.88373 |  |  |  | 0.88373 | [18 empty] | 0 | 0 |  |  | 0 | 0
| + | of which From Oil Products |  |  | B_150201 | 0 | 0 | [5 empty] | 0 | 0 | 0 | 0 | 0 |  | 0 | 0 | [23 empty] | 0 | 0 | 0 | 0 | 0 | 0
| + | of which From Natural Gas |  |  | B_150202 | 0 | 0 | [5 empty] | 0 | 0 | 0 | 0 | 0 |  | 0 | 0 | [23 empty] | 0 |  | 0 | 0 | 0 | 0
| + | of which From Renewables |  |  | B_150203 | 0.88373 | 0 | [5 empty] | 0 | 0 | 0 | 0 | 0 |  | 0 | 0 | 0.88373 |  |  |  | 0.88373 | [18 empty] | 0 | 0 | 0 | 0 | 0 | 0
| + | of which From Coal |  |  | B_150204 | 0 | [37 empty] | 0 | 0
+ | Recycled products |  |  |  | B_100210 | 0 | [14 empty] | 0 | [15 empty] | 0
+ | Imports |  |  |  | B_100300 | 8173.5215 | 754.4903 | 0 | 0 | 459.0618 | 0 | 0 | 0 | 295.4285 | 0 | 0 | 0 | 0 | 0 | 0 | 5995.653 | 1505.9473 | [5 empty] | 79.273 | 264.2591 | 275.6043 |  | 8.4551 | 274.219 | 58.6844 | 99.5987 | 1162.9884 | 1540.0783 | 13.5426 | 41.1293 | 312.9837 | 316.8291 |  | 42.0369 | 0 | 0 |  |  |  |  | 161.7226 |  |  |  | 0 |  | 45.4046 | 0 | 0 | 0 | 4.8008 | 110.6095 | 0 | 0.9315 | 0 | 0 | 0 | 0 |  | 0 | 1261.6557
+ | Stock changes |  |  |  | B_100400 | 21.8544 | -152.4076 | 0 | 0 | -148.9921 | 0 | 0 | 0 | -3.3916 | 0 | 0 | 0 | 0 | 0 | 0 | 139.2949 | -150.6879 | [5 empty] | -2.1974 | -66.0648 | 142.6388 |  |  | 59.5682 | -44.2581 | 41.9413 | 165.9979 | 18.1523 | 2.078 | 9.0284 | -0.9315 | -35.9463 |  |  | 34.967 | 34.967 | 0 | 0 | 0 | 0 | 0 | [5 empty] | 0 | 0 | 0 | 0 | 0 | 0 | 0 | 0 |  | 0 | 0 | 0
- | Exports |  |  |  | B_100500 | 181464.6269 | 1137.6469 | 0 | 0 | 1134.924 | 0 | 0 | 0 | 2.7228 | 0 | 0 | 0 | 0 | 0 | 0 | 92217.8752 | 79078.222 | [5 empty] | 351.2468 | 4798.5096 | 2119.0886 |  |  | 36.9733 | 134.8524 | 2137.9574 | 1972.4372 | 1572.5614 |  |  |  | 15.0473 |  | 0.95538 | 87489.849 | 87489.849 |  |  |  |  | 6.6877 |  |  |  | 0 |  | 6.6877 | 0 | 0 | 0 | 0 | 0 | 0 | 0 | 0 | 0 | 0 | 0 |  | 0 | 612.5442
- | Bunkers |  |  |  | B_100800 | 387.5275 | 0 | 0 | 0 | 0 | 0 | 0 | 0 | 0 | 0 | 0 | 0 | 0 | 0 | 0 | 387.5275 | [14 empty] | 192.6292 | 194.8983 | [6 empty] | 0 | 0
- | Direct use |  |  |  | B_100112
Gross inland consumption |  |  |  |  | B_100900 | 34338.3252 | 763.1365 | 0 | 0 | 473.8464 | 0 | 0 | 0 | 289.2901 | 0 | 0 | 0 | 0 | 0 | 0 | 13355.4266 | 13414.8992 | 8571.1283 |  | 116.8912 |  |  | -274.1712 | -4600.3153 | -1700.8455 |  | 8.4551 | 296.8138 | -120.45 | -1996.4173 | -836.1039 | -209.229 | 15.6205 | 50.1576 | 312.0522 | 265.8355 |  | 41.0815 | 7753.2722 | 7753.2722 | 0 | 0 | 0 | 0 | 11675.0502 | 10038.693 | 75.5708 | 0 | 0 | 0 | 1272.1888 | 0 | 29.6885 | 142.5671 | 4.8008 | 110.6095 | 0 | 0.9315 | 0 | 142.3522 | 2.7467 | 139.6054 | 0 | 0 | 649.0876
Transformation input |  |  |  |  | B_101000 | 15998.2803 | 76.8606 | 0 | 0 | 17.4596 | 0 | 0 | 0 | 59.401 | 0 | 0 | 0 | 0 | 0 | 0 | 14617.6077 | 12868.993 |  | 1548.8201 | 116.8912 |  |  |  | 13.2082 | [6 empty] | 69.6713 | 0 | [6 empty] | 802.6416 | 794.2343 | 0 | 8.4074 | 0 | 0 | 268.7255 |  |  |  | 0 |  | 143.9285 | 0 | 3.941 | 120.856 | 0 | 0 | 0 | 0 | 0 | 120.6411 | 2.7467 | 117.8943 | 0 | 39.0752 | 72.7525
+ | Conventional Thermal Power Stations |  |  |  | B_101001 | 1045.0702 | 17.4596 | 0 | 0 | 17.4596 | 0 | 0 | 0 | 0 | 0 | 0 | 0 | 0 | 0 | 0 | 3.0811 | [14 empty] | 3.0811 | 0 | [6 empty] | 785.9224 | 778.0644 | 0 | 7.858 | 0 | 0 | 114.6221 |  |  |  | 0 |  | 30.3573 |  | 2.1018 | 82.163 | 0 | 0 | 0 | 0 | 0 | 84.9097 | 2.7467 | 82.163 |  | 39.0752
| + | Main Activity Producer Conventional Thermal Power Stations |  |  | B_101021 | 191.7455 | 17.4596 | 0 | 0 | 17.4596 | 0 | 0 | 0 | 0 | 0 | 0 | 0 | 0 | 0 | 0 | 0 | [15 empty] | 0 | [6 empty] | 7.858 | 0 | 0 | 7.858 | 0 | 0 | 84.2648 |  |  |  | 0 |  | 0 |  | 2.1018 | 82.163 | 0 | 0 | 0 | 0 | 0 | 82.163 | 0 | 82.163
|  | + | Main Activity Producer Electricity Plants |  | B_101031 | 9.0523 | 0 | 0 | 0 | 0 | 0 | 0 | 0 | 0 | 0 | 0 | 0 | 0 | 0 | 0 | 0 | [15 empty] | 0 | [6 empty] | 7.858 | 0 | 0 | 7.858 | 0 | 0 | 1.1942 |  |  |  | 0 |  | 0 |  | 1.1942 | 0 | 0 | 0 | 0 | 0 | 0 | 0 | 0 | 0
|  | + | Main Activity Producer CHP Plants |  | B_101032 | 182.6932 | 17.4596 | 0 | 0 | 17.4596 | 0 | 0 | 0 | 0 | 0 | 0 | 0 | 0 | 0 | 0 | 0 | [15 empty] | 0 | [6 empty] | 0 | 0 | 0 | 0 | 0 | 0 | 83.0706 |  |  |  | 0 |  | 0 |  | 0.90761 | 82.163 | 0 | 0 | 0 | 0 | 0 | 82.163 | 0 | 82.163
| + | Autoproducer Conventional Thermal Power Stations |  |  | B_101022 | 814.2495 | 0 | 0 | 0 | 0 | 0 | 0 | 0 | 0 | 0 | 0 | 0 | 0 | 0 | 0 | 3.0811 | [14 empty] | 3.0811 | 0 | [6 empty] | 778.0644 | 778.0644 | 0 | 0 | 0 | 0 | 30.3573 |  |  |  | 0 |  | 30.3573 |  | 0 | 0 | 0 | 0 | 0 | 0 | 0 | 2.7467 | 2.7467 | 0
|  | + | Autoproducer Electricity Plants |  | B_101034 | 814.2495 | 0 | 0 | 0 | 0 | 0 | 0 | 0 | 0 | 0 | 0 | 0 | 0 | 0 | 0 | 3.0811 | [14 empty] | 3.0811 | 0 | [6 empty] | 778.0644 | 778.0644 | 0 | 0 | 0 | 0 | 30.3573 |  |  |  | 0 |  | 30.3573 |  | 0 | 0 | 0 | 0 | 0 | 0 | 0 | 2.7467 | 2.7467 | 0
|  | + | Autoproducer CHP Plants |  | B_101035 | 0 | 0 | 0 | 0 | 0 | 0 | 0 | 0 | 0 | 0 | 0 | 0 | 0 | 0 | 0 | 0 | [15 empty] | 0 | [6 empty] | 0 | 0 | 0 | 0 | 0 | 0 | 0 |  |  |  | 0 |  | 0 |  | 0 | 0 | 0 | 0 | 0 | 0 | 0 | 0 | 0 | 0
| + | Used for electricity generation |  |  | B_101017 | 39.0752 | [62 empty] | 39.0752
+ | Nuclear Power Stations |  |  |  | B_101002 | 0 | [61 empty] | 0
+ | Coke-ovens |  |  |  | B_101004 | 0 | 0 | 0 | 0 | 0 | 0 | 0 | 0 | 0 | 0 | 0 | 0 | 0 | 0 | 0 | 0 | [15 empty] | 0 | [6 empty] | 0 | 0 | 0 | 0 | 0 | 0
+ | Blast-furnaces |  |  |  | B_101006 | 59.401 | 59.401 | [6 empty] | 59.401
+ | Gas works |  |  |  | B_101007 | 0 | 0 | 0 | 0 | 0 | 0 | 0 | 0 | 0 | 0 | 0 | 0 | 0 | 0 | 0 | 0 | [15 empty] | 0 | [6 empty] | 0 | 0 | 0 | 0 | 0 | 0 | 0 | [7 empty] | 0 |  | 0 | 0 | 0 | 0
+ | Refineries |  |  |  | B_101008 | 14534.7282 | [14 empty] | 14534.7282 | 12868.993 |  | 1548.8201 | 116.8912
+ | District heating plants |  |  |  | B_101009 | 359.1048 | 0 | 0 | 0 | 0 | 0 | 0 | 0 | 0 | 0 | 0 | 0 | 0 | 0 | 0 | 79.8223 | [7 empty] | 13.2082 | [6 empty] | 66.5902 | 0 | [6 empty] | 16.7192 | 16.1699 | 0 | 0.54935 | 0 | 0 | 154.1034 |  |  |  | 0 |  | 113.5712 |  | 1.8391 | 38.693 | 0 | 0 | 0 | 0 | 0 | 35.7313 | 0 | 35.7313 |  |  | 72.7525
| + | Main Activity Producer Heat Only Plants |  |  | B_101038 | 286.3762 | 0 | 0 | 0 | 0 | 0 | 0 | 0 | 0 | 0 | 0 | 0 | 0 | 0 | 0 | 79.8223 | [7 empty] | 13.2082 | [6 empty] | 66.5902 | 0 | [6 empty] | 16.7192 | 16.1699 | 0 | 0.54935 | 0 | 0 | 154.1034 |  |  |  | 0 |  | 113.5712 |  | 1.8391 | 38.693 | 0 | 0 | 0 | 0 | 0 | 35.7313 | 0 | 35.7313
| + | Autoproducer Heat Only Plants |  |  | B_101039 | 0 | 0 | 0 | 0 | 0 | 0 | 0 | 0 | 0 | 0 | 0 | 0 | 0 | 0 | 0 | 0 | [15 empty] | 0 | [6 empty] | 0 | 0 | 0 | 0 | 0 | 0 | 0 |  |  |  | 0 |  | 0 |  | 0 | 0 | 0 | 0 | 0 | 0 | 0 | 0 | 0 | 0
| + | Used for heat pumps |  |  | B_101322 | 15.31 | [63 empty] | 15.31
| + | Used for electric boilers |  |  | B_101323 | 57.4424 | [63 empty] | 57.4424
+ | Patent fuel plants |  |  |  | B_101010 | 0 | 0 | 0 | 0 | 0 | 0 | 0 | 0 | 0 | 0 | 0 | 0 | 0 | 0 | 0 | 0 | [15 empty] | 0 | [6 empty] | 0 |  | 0 | 0 | 0 | 0 | 0 | [9 empty] | 0 | 0 | 0 | 0 |  | 0 | 0
+ | BKB / PB Plants |  |  |  | B_101011 | 0 | 0 | 0 | 0 | 0 | 0 | 0 | 0 | 0 | 0 | 0 | 0 | 0 | 0 | 0 | [23 empty] | 0 |  | 0 | 0 | 0 | 0 | 0 | [5 empty] | 0 | 0 |  | 0 | 0 | 0 | 0 | 0 |  | 0 | 0 | 0
+ | Coal Liquefaction Plants |  |  |  | B_101012 | 0 | 0 | 0 | 0 | 0 | 0 | 0 | 0 | 0 | 0 | 0 | 0 | 0 | 0 | 0 | [23 empty] | 0 |  | 0 | 0 | 0 | 0
+ | For Blended Natural Gas |  |  |  | B_101013 | 0 | [14 empty] | 0 | [15 empty] | 0 | [6 empty] | 0 |  | 0 | 0 | 0 | 0 | 0 | [7 empty] | 0 |  | 0 | 0 | 0
+ | Charcoal production plants (transformation) |  |  |  | B_101015 | 0 | [43 empty] | 0 | [5 empty] | 0 |  |  |  | 0 | 0 | 0 | 0
+ | Gas-to-Liquids (GTL) Plants (transformation) |  |  |  | B_101016 | 0 | [37 empty] | 0 | 0
+ | Non-specified Transformation Input |  |  |  | B_101020 | 0 | 0 | 0 | 0 | 0 | 0 | 0 | 0 | 0 | 0 | 0 | 0 | 0 | 0 | 0 | 0 | [15 empty] | 0 | [6 empty] | 0 | 0 | 0 | 0 | 0 | 0 | 0 |  |  |  | 0 |  | 0 | 0 | 0 | 0 | 0 | 0 | 0 | 0 | 0 | 0 | 0 | 0
Transformation output |  |  |  |  | B_101100 | 15589.4239 | 0 | [5 empty] | 0 | 0 | 0 | 0 | 0 |  | 0 |  | 14516.1699 | [5 empty] | 444.5878 |  | 434.9384 | 3565.7782 |  |  | 489.8968 | 188.3778 | 1613.6906 | 5856.8835 | 1786.5673 |  |  |  | 135.4256 |  |  | 59.401 |  | 0 | 59.401 | 0 | 0 | 0 | [6 empty] | 0 | [11 empty] | 531.5754 | 482.2776
+ | Conventional Thermal Power Stations |  |  |  | B_101101 | 621.8353 | [62 empty] | 139.5577 | 482.2776
| + | Main Activity Producer Conventional Thermal Power Stations |  |  | B_101121 | 168.0997 | [62 empty] | 139.5577 | 28.5421
|  | + | El. Gen. Main activity electricity only - Geothermal |  | 15_107038 | 0 | [63 empty] | 0
|  | + | El. Gen. Main activity electricity only - Combustible Fuels |  | 15_107048 | 6.1145 | [63 empty] | 6.1145
|  | + | El. Gen. Main activity electricity only - Other Sources |  | 15_107054 | 2.484 | [63 empty] | 2.484
|  | + | El. Gen. Main activity electricity only - Solar Thermal |  | 14_1070422 | 0 | [63 empty] | 0
|  | + | El. Gen. Main activity CHP plants - Geothermal |  | 15_107039 | 0 | [63 empty] | 0
|  | + | El. Gen. Main activity CHP plants - Combustible Fuels |  | 15_107049 | 19.9436 | [63 empty] | 19.9436
|  | + | El. Gen. Main activity CHP plants - Other Sources |  | 15_107055 | 0 | [63 empty] | 0
|  | + | El. Gen. Main activity CHP plants - Solar Thermal |  | 14_1070423 | 0 | [63 empty] | 0
|  | + | Heat Prod. Main activity CHP plants - Geothermal |  | 15_107064 | 0 | [62 empty] | 0
|  | + | Heat Prod. Main activity CHP plants - Combustible Fuels |  | 15_107072 | 138.2918 | [62 empty] | 138.2918
|  | + | Heat Prod. Main activity CHP plants - Heat Pumps |  | 15_107076 | 0.85985 | [62 empty] | 0.85985
|  | + | Heat Prod. Main activity CHP plants - Electric Boilers |  | 15_107080 | 0.40604 | [62 empty] | 0.40604
|  | + | Heat Prod. Main activity CHP plants - Other Sources |  | 15_107086 | 0 | [62 empty] | 0
|  | + | Heat Prod. Main activity CHP plants - Solar Thermal |  | 14_1070681 | 0 | [62 empty] | 0
| + | Autoproducer Conventional Thermal Power Stations |  |  | B_101122 | 453.7355 | [62 empty] | 0 | 453.7355
|  | + | El. Gen. Autoproducer electricity only - Geothermal |  | 15_107040 | 0 | [63 empty] | 0
|  | + | El. Gen. Autoproducer electricity only - Combustible Fuels |  | 15_107050 | 442.9158 | [63 empty] | 442.9158
|  | + | El. Gen. Autoproducer electricity only - Heat from Chemical Sources |  | 15_107052 | 10.8436 | [63 empty] | 10.8436
|  | + | El. Gen. Autoproducer electricity only - Other Sources |  | 15_107056 | 0 | [63 empty] | 0
|  | + | El. Gen. Autoproducer electricity only - Solar Thermal |  | 14_1070432 | 0 | [63 empty] | 0
|  | + | El. Gen. Autoproducer CHP plants - Geothermal |  | 15_107041 | 0 | [63 empty] | 0
|  | + | El. Gen. Autoproducer CHP plants - Combustible Fuels |  | 15_107051 | 0 | [63 empty] | 0
|  | + | El. Gen. Autoproducer CHP plants - Heat from Chemical Sources |  | 15_107053 | 0 | [63 empty] | 0
|  | + | El. Gen. Autoproducer CHP plants - Other Sources |  | 15_107057 | 0 | [63 empty] | 0
|  | + | El. Gen. Autoproducer CHP plants - Solar Thermal |  | 14_1070433 | 0 | [63 empty] | 0
|  | + | Heat Prod. Autoproducer CHP plants - Geothermal |  | 15_107066 | 0 | [62 empty] | 0
|  | + | Heat Prod. Autoproducer CHP plants - Combustible Fuels |  | 15_107074 | 0 | [62 empty] | 0
|  | + | Heat Prod. Autoproducer CHP plants - Heat Pumps |  | 15_107078 | 0 | [62 empty] | 0
|  | + | Heat Prod. Autoproducer CHP plants - Electric Boilers |  | 15_107082 | 0 | [62 empty] | 0
|  | + | Heat Prod. Autoproducer CHP plants - Heat from Chemical Sources |  | 15_107084 | 0 | [62 empty] | 0
|  | + | Heat Prod. Autoproducer CHP plants - Other Sources |  | 15_107088 | 0 | [62 empty] | 0
|  | + | Heat Prod. Autoproducer CHP plants - Solar Thermal |  | 14_1070701 | 0 | [62 empty] | 0
+ | Nuclear power stations |  |  |  | B_101102 | 0 | [62 empty] | 0 | 0
| + | El. Gen. Main Activity electricity only - Nuclear |  |  | 15_107030 | 0 | [63 empty] | 0
| + | El. Gen. Main Activity CHP plants - Nuclear |  |  | 15_107031 | 0 | [63 empty] | 0
| + | El. Gen. Autoproducer electricity only - Nuclear |  |  | 15_107032 | 0 | [63 empty] | 0
| + | El. Gen. Autoproducer CHP plants - Nuclear |  |  | 15_107033 | 0 | [63 empty] | 0
| + | Heat Prod. Main Activity CHP plants - Nuclear |  |  | 15_107060 | 0 | [62 empty] | 0
| + | Heat Prod. Autoproducer CHP plants - Nuclear |  |  | 15_107062 | 0 | [62 empty] | 0
+ | Coke-ovens |  |  |  | B_101104 | 0 | 0 | [6 empty] | 0 |  | 0 | [27 empty] | 0 |  | 0
+ | Blast-furnaces |  |  |  | B_101106 | 59.401 | [37 empty] | 59.401 |  |  | 59.401 |  | 0
+ | Gas works |  |  |  | B_101107 | 0 | 0 | [7 empty] | 0 | [28 empty] | 0 |  |  |  | 0
+ | Refineries |  |  |  | B_101108 | 14516.1699 | [14 empty] | 14516.1699 | [5 empty] | 444.5878 |  | 434.9384 | 3565.7782 |  |  | 489.8968 | 188.3778 | 1613.6906 | 5856.8835 | 1786.5673 |  |  |  | 135.4256
+ | Patent Fuel Plants |  |  |  | B_101110 | 0 | 0 | [5 empty] | 0
+ | BKB / PB Plants |  |  |  | B_101111 | 0 | 0 | [9 empty] | 0 |  | 0
+ | Charcoal production plants |  |  |  | B_101115 | 0 | [43 empty] | 0 | [6 empty] | 0
+ | District Heating Plants |  |  |  | B_101109 | 392.0178 | [62 empty] | 392.0178
| + | Heat Prod. Main activity heat only plants - Nuclear |  |  | 15_107061 | 0 | [62 empty] | 0
| + | Heat Prod. Main activity heat only plants - Geothermal |  |  | 15_107065 | 0 | [62 empty] | 0
| + | Heat Prod. Main activity heat only plants - Combustible Fuels |  |  | 15_107073 | 228.4561 | [62 empty] | 228.4561
| + | Heat Prod. Main activity heat only plants - Heat Pumps |  |  | 15_107077 | 43.9715 | [62 empty] | 43.9715
| + | Heat Prod. Main activity heat only plants - Electric Boilers |  |  | 15_107081 | 56.5348 | [62 empty] | 56.5348
| + | Heat Prod. Main activity heat only plants - Other Sources |  |  | 15_107087 | 23.9801 | [62 empty] | 23.9801
| + | Heat Prod. Main activity heat only plants - Solar Thermal |  |  | 14_1070691 | 0 | [62 empty] | 0
| + | Heat Prod. Autoproducer heat only plants - Nuclear |  |  | 15_107063 | 0 | [62 empty] | 0
| + | Heat Prod. Autoproducer heat only plants - Geothermal |  |  | 15_107067 | 0 | [62 empty] | 0
| + | Heat Prod. Autoproducer heat only plants - Combustible Fuels |  |  | 15_107075 | 0 | [62 empty] | 0
| + | Heat Prod. Autoproducer heat only plants - Heat Pumps |  |  | 15_107079 | 0 | [62 empty] | 0
| + | Heat Prod. Autoproducer heat only plants - Electric Boilers |  |  | 15_107083 | 0 | [62 empty] | 0
| + | Heat Prod. Autoproducer heat only plants - Heat from Chemical Sources |  |  | 15_107085 | 32.8174 | [62 empty] | 32.8174
| + | Heat Prod. Autoproducer heat only plants - Other Sources |  |  | 15_107089 | 6.2578 | [62 empty] | 6.2578
| + | Heat Prod. Autoproducer heat only plants - Solar Thermal |  |  | 14_1070711 | 0 | [62 empty] | 0
Exchanges and transfers, returns |  |  |  |  | B_101200 | 419.2701 | [14 empty] | 419.2701 | 0 | -8571.1283 | 1601.3662 |  |  | 0 | 957.9392 | 5671.6585 | 0 | 0 | 0 | 0 | 0 | 2227.0947 | -1.027 | -1465.5584 | -1.0509 | 0 | 0 | 0 | 0 | 0 | [6 empty] | -10114.2639 | -10038.693 | -75.5708 | 0 |  | 0 |  |  |  |  | 0 | 0 | 0 | [7 empty] | 10114.2639
+ | Interproduct tranfers |  |  |  | B_101210 | 339.4956 | [14 empty] | 339.4956 |  | -8571.1283 |  |  |  |  | 977.7634 | 5705.7896 | [5 empty] | 2227.0947 |  | 0 | [12 empty] | -10114.2639 | -10038.693 | -75.5708 | 0 |  | 0 | [14 empty] | 10114.2639
+ | Products transferred |  |  |  | B_101220 | 84.2171 | [14 empty] | 84.2171 |  |  | 1548.8201 | [12 empty] | -1464.603
+ | Petrochemical industry (Returns from petrochem. Industry) |  |  |  | B_101230 | -4.4425 | [14 empty] | -4.4425 | 0 | 0 | 52.5461 |  |  | 0 | -19.8242 | -34.1311 | 0 | 0 | 0 | 0 | 0 | 0 | -1.027 | -0.95538 | -1.0509 | 0 | 0 | 0 | 0 | 0 | [6 empty] | 0 | [9 empty] | 0 | 0 | 0
Consumption of the energy branch |  |  |  |  | B_101300 | 5104.2801 | 0 | 0 | 0 | 0 | 0 | 0 | 0 | 0 | 0 | 0 | 0 | 0 | 0 | 0 | 840.5226 | [5 empty] | 398.1561 | [8 empty] | 214.1492 | 0 |  |  |  | 228.2173 |  |  | 3656.0141 | 3656.0141 | 0 | 0 | 0 | 0 | 0 |  |  |  | 0 |  | 0 | 0 | 0 | 0 | 0 | 0 | 0 | 0 | 0 | 0 | 0 | 0 |  | 5.9234 | 601.7961
+ | Own Use in Electricity, CHP and Heat Plants |  |  |  | B_101301 | 57.1319 | 0 | 0 | 0 | 0 | 0 | 0 | 0 | 0 | 0 | 0 | 0 | 0 | 0 | 0 | 8.1924 | [14 empty] | 8.1924 | 0 | [6 empty] | 0 | 0 | 0 | 0 | 0 | 0 | 0 |  |  |  | 0 |  | 0 | 0 | 0 | 0 | 0 | 0 | 0 | 0 | 0 | 0 | 0 | 0 |  | 0 | 48.9156
+ | Pumped storage power stations balance (Pumping stations) |  |  |  | B_101302 | 14.7846 | [63 empty] | 14.7846
| + | Used for pumped storage |  |  | 17_107302 | 49.3456 | [63 empty] | 49.3456
| - | Production in pumped storage power station |  |  | 17_107301 | 34.561 | [63 empty] | 34.561
|  | + | El. Gen. Main Activity electricity only - Pumped Hydro |  | 15_107036 | 32.5069 | [63 empty] | 32.5069
|  | + | El. Gen. Autoproducer electricity only - Pumped Hydro |  | 15_107037 | 2.0541 | [63 empty] | 2.0541
+ | Oil and Natural Gas extraction plants |  |  |  | B_101305 | 4326.6456 | [14 empty] | 205.9568 | [14 empty] | 205.9568 | 0 | [6 empty] | 3656.0141 | 3656.0141 | [23 empty] | 0 | 464.6508
+ | Oil refineries (Petroleum Refineries) |  |  |  | B_101307 | 701.5859 | 0 | 0 | 0 | 0 | 0 | 0 | 0 | 0 | 0 | 0 | 0 | 0 | 0 | 0 | 626.3734 | [5 empty] | 398.1561 | [9 empty] | 0 |  |  |  | 228.2173 |  |  | 0 | 0 | 0 | 0 | 0 | 0 | 0 |  |  |  | 0 |  | 0 | 0 | 0 | 0 | 0 | 0 | 0 | 0 | 0 | 0 | 0 | 0 |  | 5.9234 | 69.3131
+ | Nuclear industry |  |  |  | B_101308 | 0 | [62 empty] | 0 | 0
+ | Coal Mines |  |  |  | B_101310 | 2.9139 | 0 | 0 | 0 | 0 | 0 | 0 | 0 | 0 | 0 | 0 | 0 | 0 | 0 | 0 | 0 | [15 empty] | 0 | [6 empty] | 0 | 0 | 0 | 0 | 0 | 0 | 0 |  |  |  | 0 |  | 0 | 0 | 0 | 0 | 0 | 0 | 0 | 0 | 0 | 0 | 0 | 0 |  | 0 | 2.9139
+ | Patent fuel plants |  |  |  | B_101311 | 0 | 0 | 0 | 0 | 0 | 0 | 0 | 0 | 0 | 0 | 0 | 0 | 0 | 0 | 0 | [23 empty] | 0 |  | 0 | 0 | 0 | 0 | 0 |  |  |  | 0 |  | 0 | 0 | 0 | 0 | 0 | 0 | 0 | 0 | 0 | 0 | 0 | 0 |  | 0 | 0
+ | Coke Ovens |  |  |  | B_101312 | 0 | 0 | 0 | 0 | 0 | 0 | 0 | 0 | 0 | 0 | 0 | 0 | 0 | 0 | 0 | 0 | [15 empty] | 0 | [6 empty] | 0 | 0 | 0 | 0 | 0 | 0 | 0 |  |  |  | 0 |  | 0 | 0 | 0 | 0 | 0 | 0 | 0 | 0 | 0 | 0 | 0 | 0 |  | 0 | 0
+ | BKB / PB Plants |  |  |  | B_101313 | 0 | 0 | 0 | 0 | 0 | 0 | 0 | 0 | 0 | 0 | 0 | 0 | 0 | 0 | 0 | [23 empty] | 0 |  | 0 | 0 | 0 | 0 | 0 |  |  |  | 0 |  | 0 | 0 | 0 | 0 | 0 | 0 | 0 | 0 | 0 | 0 | 0 | 0 |  | 0 | 0
+ | Gas works |  |  |  | B_101314 | 0 | 0 | 0 | 0 | 0 | 0 | 0 | 0 | 0 | 0 | 0 | 0 | 0 | 0 | 0 | 0 | [15 empty] | 0 | [6 empty] | 0 | 0 | 0 | 0 | 0 | 0 | 0 |  |  |  | 0 |  | 0 | 0 | 0 | 0 | 0 | 0 | 0 | 0 | 0 | 0 | 0 | 0 |  | 0 | 0
+ | Blast Furnaces |  |  |  | B_101315 | 0 | [43 empty] | 0 |  |  |  | 0 | [9 empty] | 0 |  |  |  |  | 0 | 0
+ | Coal Liquefaction Plants |  |  |  | B_101316 | 0 | 0 | 0 | 0 | 0 | 0 | 0 | 0 | 0 | 0 | 0 | 0 | 0 | 0 | 0 | [23 empty] | 0 |  | 0 | 0 | 0 | 0 | [19 empty] | 0 | 0
+ | Liquefaction (LNG) / regasification plants |  |  |  | B_101317 | 0 | [37 empty] | 0 | 0 | [23 empty] | 0 | 0
+ | Gasification plants for biogas |  |  |  | B_101318 | 0 | [43 empty] | 0 |  |  |  | 0 |  | 0 | 0 | 0 | 0 | 0 | 0 | 0 | 0 | 0 | 0 | 0 | 0 |  | 0 | 0
+ | Gas-to-Liquids (GTL) Plants (Energy) |  |  |  | B_101319 | 0 | [37 empty] | 0 | 0 | [23 empty] | 0 | 0
+ | Non-specified (Energy) |  |  |  | B_101320 | 1.1942 | 0 | 0 | 0 | 0 | 0 | 0 | 0 | 0 | 0 | 0 | 0 | 0 | 0 | 0 | 0 | [15 empty] | 0 | [6 empty] | 0 | 0 | 0 | 0 | 0 | 0 | 0 |  |  |  | 0 |  | 0 | 0 | 0 | 0 | 0 | 0 | 0 | 0 | 0 | 0 | 0 | 0 |  | 0 | 1.1942
+ | Charcoal production plants (Energy) |  |  |  | B_101321 | 0 | [43 empty] | 0 |  |  |  | 0 |  | 0 | 0 | 0 | 0 | 0 | 0 | 0 | 0 | 0 | 0 | 0 | 0 |  | 0 | 0
Distribution losses |  |  |  |  | B_101400 | 944.9938 | 0 | 0 | 0 | 0 | 0 | 0 | 0 | 0 | 0 | 0 | 0 | 0 | 0 | 0 | 0 | [15 empty] | 0 | [6 empty] | 13.9486 | 0 | 0 | 13.9486 | 0 | 0 | 12.4678 |  |  |  | 0 |  | 0 | 0 | 12.4678 | 0 | 0 | 0 | 0 | 0 | 0 | 0 | 0 | 0 |  | 102.4888 | 816.0887
Available for Final Consumption |  |  |  |  | B_101500 | 28299.4889 | 686.2998 | 0 | 0 | 456.3867 | 0 | 0 | 0 | 229.9131 | 0 | 0 | 0 | 0 | 0 | 0 | 12832.7362 | 545.9062 | 0 | 52.5461 | 0 |  | 46.4316 | 683.768 | 1493.0735 | 1864.9326 | 0 | 8.4551 | 786.7106 | 67.9517 | 1844.368 | 4735.932 | 111.7799 | 14.5696 | 50.1576 | 312.0522 | 173.0439 | 0 | 41.0815 | 3340.0449 | 3302.9999 | 0 | 37.045 | 0 | 0 | 1279.5691 | 0 | 0 | 0 | 0 | 0 | 1128.2602 | 0 | 13.2798 | 21.7111 | 4.8008 | 110.6095 | 0 | 0.9315 | 0 | 21.7111 | 0 | 21.7111 | 0 | 384.0881 | 9755.0396
Final non-energy consumption |  |  |  |  | B_101600 | 2297.2915 | 52.355 | 0 | 0 | 52.355 | 0 | 0 | 0 | 0 | 0 | 0 | 0 | 0 | 0 | 0 | 1827.195 | 0 | 0 |  |  |  | 0 | 193.7996 | 797.1721 | 0 | 0 | 0 | 0 | 0 | 0 | 11.3213 | 22.3082 | 13.5426 | 41.1293 | 312.9837 | 392.9015 | 0 | 42.0369 | 417.7654 | 417.7654 | 0 | 0 | 0 | 0 | 0 | [9 empty] | 0 | 0 | 0
+ | Non-Energy Use in Transformation sector |  |  |  | B_101603 | 0 | [14 empty] | 0 | 0 | 0 |  |  |  | 0 | 0 | 0 | 0 | 0 | 0 | 0 | 0 | 0 | 0 | 0 | 0 | 0 | 0 | 0 | 0 | 0 | [6 empty] | 0 | [9 empty] | 0 | 0 | 0
+ | Non-Energy Use in Energy sector |  |  |  | B_101604 | 0 | [14 empty] | 0 | 0 | 0 |  |  |  | 0 | 0 | 0 | 0 | 0 | 0 | 0 | 0 | 0 | 0 | 0 | 0 | 0 | 0 | 0 | 0 | 0 | [6 empty] | 0 | [9 empty] | 0 | 0 | 0
+ | Non-Energy Use in Industry sector |  |  |  | B_101605 | 2244.9365 | [14 empty] | 1827.195 | 0 | 0 |  |  |  | 0 | 193.7996 | 797.1721 | 0 | 0 | 0 | 0 | 0 | 0 | 11.3213 | 22.3082 | 13.5426 | 41.1293 | 312.9837 | 392.9015 | 0 | 42.0369 | 417.7654 | 417.7654 |  |  |  |  | 0 | [9 empty] | 0 | 0 | 0
|  | of which Non-Energy Use in Chemical/Petrochemical Industry |  |  | B_101601 | 1414.8037 | 0 | 0 | 0 | 0 | 0 | 0 | 0 | 0 | 0 | 0 | 0 | 0 | 0 | 0 | 997.0383 | [6 empty] | 193.7996 | 755.3501 | [6 empty] | 5.1113 | 0 | 13.5426 |  |  | 29.2586 |  |  | 417.7654 | 417.7654 | 0 | 0 | 0 | 0
+ | Non-Energy Use in Transport sector |  |  |  | B_101606 | 0 | 0 | 0 | 0 | 0 | 0 | 0 | 0 | 0 | 0 | 0 | 0 | 0 | 0 | 0 | 0 | 0 | 0 |  |  |  | 0 | 0 | 0 | 0 | 0 | 0 | 0 | 0 | 0 | 0 | 0 | 0 | 0 | 0 | 0 | 0 | 0 | 0 | 0 | 0 | 0 | 0 | 0 | 0 | [9 empty] | 0 | 0 | 0
+ | Non-Energy Use in Other sectors |  |  |  | B_101607 | 0 | 0 | 0 | 0 | 0 | 0 | 0 | 0 | 0 | 0 | 0 | 0 | 0 | 0 | 0 | 0 | 0 | 0 |  |  |  | 0 | 0 | 0 | 0 | 0 | 0 | 0 | 0 | 0 | 0 | 0 | 0 | 0 | 0 | 0 | 0 | 0 | 0 | 0 | 0 | 0 | 0 | 0 | 0 | [9 empty] | 0 | 0 | 0
+ | Non-Energy Use in Industry, Transformation and Energy Sectors |  |  |  | B_101608 | 52.355 | 52.355 | 0 | 0 | 52.355 | 0 | 0 | 0 | 0 | 0 | 0 | 0 | 0 | 0 | 0 | [23 empty] | 0 |  | 0 | 0 | 0 | 0
Final energy consumption |  |  |  |  | B_101700 | 19632.0818 | 591.9796 | 0 | 0 | 386.596 | 0 | 0 | 0 | 205.4075 | 0 | 0 | 0 | 0 | 0 | 0 | 7208.608 | [6 empty] | 265.3578 | 223.512 | 1280.4767 | 2.1018 |  | 811.3595 | 67.9517 |  | 4378.3558 | 165.2814 |  |  |  | 14.2113 |  |  | 392.3044 | 355.2594 | 0 | 37.045 | 0 | 0 | 1278.351 |  |  |  | 0 |  | 1128.2602 | 0 | 12.2289 | 21.7111 | 4.4903 | 110.7528 | 0 | 0.9315 | 0 | 21.7111 | 0 | 21.7111 |  | 384.0881 | 9755.0396
+ | Industry |  |  |  | B_101800 | 6158.2354 | 591.9796 | 0 | 0 | 386.596 | 0 | 0 | 0 | 205.4075 | 0 | 0 | 0 | 0 | 0 | 0 | 969.8338 | [6 empty] | 265.3578 | 191.5783 | 0 |  |  | 0 | 1.027 |  | 393.4986 | 104.1368 |  |  |  | 14.2113 |  |  | 292.2996 | 255.2546 | 0 | 37.045 | 0 | 0 | 412.6302 |  |  |  | 0 |  | 390.9191 | 0 | 0 | 21.7111 | 0 | 0 | 0 | 0 | 0 | 21.7111 | 0 | 21.7111 |  | 39.6962 | 3830.085
| + | Iron & steel industry |  |  | B_101805 | 745.868 | 307.1558 | 0 | 0 | 167.7892 | 0 | 0 | 0 | 139.3666 | 0 | 0 | 0 | 0 | 0 | 0 | 11.3452 | [7 empty] | 3.2961 | 0 |  |  | 0 |  |  | 7.2131 | 0 |  |  |  | 0.83596 |  |  | 17.8418 | 1.2181 | 0 | 16.6237 | 0 | 0 | 7.0698 |  |  |  | 0 |  | 7.0698 | 0 | 0 | 0 | 0 | 0 | 0 | 0 | 0 | 0 | 0 | 0 |  | 0.21496 | 402.2404
| + | Chemical and Petrochemical industry |  |  | B_101815 | 1428.2029 | 195.3998 | 0 | 0 | 140.2742 | 0 | 0 | 0 | 55.1256 | 0 | 0 | 0 | 0 | 0 | 0 | 397.2246 | [6 empty] | 265.3578 | 62.7687 | [6 empty] | 47.1243 | 21.9738 | [6 empty] | 124.6298 | 108.651 | 0 | 15.9788 | 0 | 0 | 23.9801 |  |  |  | 0 |  | 21.0184 | 0 | 0 | 2.9617 | 0 | 0 | 0 | 0 | 0 | 2.9617 | 0 | 2.9617 |  | 12.3722 | 671.6347
| + | Non-ferrous metal industry |  |  | B_101810 | 1743.7661 | 0 | 0 | 0 | 0 | 0 | 0 | 0 | 0 | 0 | 0 | 0 | 0 | 0 | 0 | 49.2739 | [7 empty] | 36.3285 | [6 empty] | 11.2735 | 0 |  |  |  | 1.6719 |  |  | 87.5848 | 87.5848 | 0 | 0 | 0 | 0 | 0.14331 |  |  |  | 0 |  | 0.14331 | 0 | 0 | 0 | 0 | 0 | 0 | 0 | 0 | 0 | 0 | 0 |  | 1.0032 | 1605.761
| + | Non-metallic Minerals (Glass, pottery & building mat. Industry) |  |  | B_101820 | 269.4421 | 89.4239 | 0 | 0 | 78.5325 | 0 | 0 | 0 | 10.8914 | 0 | 0 | 0 | 0 | 0 | 0 | 63.2464 | [7 empty] | 28.6376 |  |  |  |  | 1.027 |  | 23.5741 | 0 |  |  |  | 10.0315 |  |  | 7.1176 | 2.6751 | 0 | 4.4425 | 0 | 0 | 19.6809 |  |  |  | 0 |  | 3.6066 | 0 | 0 | 16.0743 | 0 | 0 | 0 | 0 | 0 | 16.0743 | 0 | 16.0743 |  | 0.21496 | 73.684
| + | Transport Equipment |  |  | B_101846 | 68.5727 | 0 | 0 | 0 | 0 | 0 | 0 | 0 | 0 | 0 | 0 | 0 | 0 | 0 | 0 | 16.6953 | [7 empty] | 4.3948 | [6 empty] | 12.3006 | 0 | [6 empty] | 0.78819 | 0.78819 | 0 | 0 | 0 | 0 | 0.047769 |  |  |  | 0 |  | 0.047769 | 0 | 0 | 0 | 0 | 0 | 0 | 0 | 0 | 0 | 0 | 0 |  | 3.1289 | 47.8886
| + | Machinery |  |  | B_101847 | 134.303 | 0 | 0 | 0 | 0 | 0 | 0 | 0 | 0 | 0 | 0 | 0 | 0 | 0 | 0 | 25.6282 | [7 empty] | 5.4935 | [6 empty] | 18.4389 | 0 |  |  |  | 1.6719 |  |  | 4.2037 | 4.2037 | 0 | 0 | 0 | 0 | 0.023885 |  |  |  | 0 |  | 0.023885 | 0 | 0 | 0 | 0 | 0 | 0 | 0 | 0 | 0 | 0 | 0 |  | 3.7499 | 100.6974
| + | Mining and Quarrying |  |  | B_101825 | 109.7975 | 0 | 0 | 0 | 0 | 0 | 0 | 0 | 0 | 0 | 0 | 0 | 0 | 0 | 0 | 57.3947 | [7 empty] | 1.0987 | [6 empty] | 55.3406 | 0.95538 | [6 empty] | 4.1798 | 4.1798 | 0 | 0 | 0 | 0 | 0.023885 |  |  |  | 0 |  | 0.023885 | 0 | 0 | 0 | 0 | 0 | 0 | 0 | 0 | 0 | 0 | 0 |  | 0.14331 | 48.0558
| + | Food and Tabasco |  |  | B_101830 | 379.0246 | 0 | 0 | 0 | 0 | 0 | 0 | 0 | 0 | 0 | 0 | 0 | 0 | 0 | 0 | 85.1724 | [7 empty] | 16.5281 | [6 empty] | 68.6443 | 0 | [6 empty] | 40.1022 | 40.1022 | 0 | 0 | 0 | 0 | 4.8963 |  |  |  | 0 |  | 2.2213 | 0 | 0 | 2.6751 | 0 | 0 | 0 | 0 | 0 | 2.6751 | 0 | 2.6751 |  | 12.6349 | 233.5435
| + | Paper, Pulp and Print |  |  | B_101840 | 813.5569 | 0 | 0 | 0 | 0 | 0 | 0 | 0 | 0 | 0 | 0 | 0 | 0 | 0 | 0 | 97.5685 | [7 empty] | 13.2082 | [6 empty] | 4.1081 | 80.2522 | [6 empty] | 1.4331 | 1.4331 | 0 | 0 | 0 | 0 | 279.5452 |  |  |  | 0 |  | 279.5452 | 0 | 0 | 0 | 0 | 0 | 0 | 0 | 0 | 0 | 0 | 0 |  | 0.35827 | 434.6518
| + | Wood and Wood Products |  |  | B_101851 | 148.5144 | 0 | 0 | 0 | 0 | 0 | 0 | 0 | 0 | 0 | 0 | 0 | 0 | 0 | 0 | 10.1748 | [14 empty] | 9.2195 | 0.95538 | [6 empty] | 0.3105 | 0.3105 | 0 | 0 | 0 | 0 | 71.0089 |  |  |  | 0 |  | 71.0089 | 0 | 0 | 0 | 0 | 0 | 0 | 0 | 0 | 0 | 0 | 0 |  | 5.374 | 61.6461
| + | Construction |  |  | B_101852 | 255.9473 | 0 | 0 | 0 | 0 | 0 | 0 | 0 | 0 | 0 | 0 | 0 | 0 | 0 | 0 | 150.9028 | [7 empty] | 18.7255 | [6 empty] | 132.1773 | 0 | [6 empty] | 0.50158 | 0.50158 | 0 | 0 | 0 | 0 | 4.0365 |  |  |  | 0 |  | 4.0365 | 0 | 0 | 0 | 0 | 0 | 0 | 0 | 0 | 0 | 0 | 0 |  | 0 | 100.5064
| + | Textile and Leather |  |  | B_101835 | 8.6701 | 0 | 0 | 0 | 0 | 0 | 0 | 0 | 0 | 0 | 0 | 0 | 0 | 0 | 0 | 1.027 | [14 empty] | 1.027 | 0 | [6 empty] | 0.52546 | 0.52546 | 0 | 0 | 0 | 0 | 0 |  |  |  | 0 |  | 0 | 0 | 0 | 0 | 0 | 0 | 0 | 0 | 0 | 0 | 0 | 0 |  | 0.047769 | 7.046
| + | Non-specified (Industry) |  |  | B_101853 | 52.6178 | 0 | 0 | 0 | 0 | 0 | 0 | 0 | 0 | 0 | 0 | 0 | 0 | 0 | 0 | 4.1798 | [7 empty] | 1.0987 | [6 empty] | 3.0811 | 0 | [6 empty] | 3.0811 | 3.0811 | 0 | 0 | 0 | 0 | 2.1735 |  |  |  | 0 |  | 2.1735 | 0 | 0 | 0 | 0 | 0 | 0 | 0 | 0 | 0 | 0 | 0 |  | 0.45381 | 42.7295
+ | Transport |  |  |  | B_101900 | 5331.0643 | 0 | 0 | 0 | 0 | 0 | 0 | 0 | 0 | 0 | 0 | 0 | 0 | 0 | 0 | 5101.199 | [7 empty] | 2.1974 | 1256.8788 | 2.1018 |  | 777.4673 |  |  | 3004.2753 | 58.2784 | [6 empty] | 54.3852 | 54.3852 | 0 | 0 | 0 | 0 | 116.1508 |  |  |  | 0 |  | 0 | 0 | 0 | 0 | 4.4903 | 110.7528 | 0 | 0.9315 | 0 | 0 | 0 | 0 |  |  | 59.3293
| + | Rail |  |  | B_101910 | 72.3942 | 0 | 0 | 0 | 0 | 0 | 0 | 0 | 0 | 0 | 0 | 0 | 0 | 0 | 0 | 13.3276 | [14 empty] | 13.3276 | 0 | [6 empty] | 0 |  | 0 | 0 | 0 | 0 | 0 |  |  |  | 0 |  | 0 | 0 | 0 | 0 | 0 | 0 | 0 | 0 | 0 | 0 | 0 | 0 |  |  | 59.0666
| + | Road |  |  | B_101920 | 3612.8308 | [14 empty] | 3491.9748 | [7 empty] | 2.1974 | 1215.0568 | [5 empty] | 2274.7206 | 0 | [6 empty] | 4.4425 | 4.4425 |  |  |  |  | 116.1508 |  |  |  | 0 |  | 0 | 0 | 0 | 0 | 4.4903 | 110.7528 | 0 | 0.9315 | 0 | 0 | 0 | 0 |  |  | 0.26273
| + | International aviation |  |  | B_101931 | 430.3287 | [14 empty] | 430.3287 | [11 empty] | 430.3287 |  |  |  | 0
| + | Domestic aviation |  |  | B_101932 | 349.2405 | [14 empty] | 349.2405 | [9 empty] | 2.1018 |  | 347.1386 |  |  |  | 0
| + | Domestic Navigation |  |  | B_101940 | 816.3275 | 0 | 0 | 0 | 0 | 0 | 0 | 0 | 0 | 0 | 0 | 0 | 0 | 0 | 0 | 816.3275 | [8 empty] | 41.8219 | [5 empty] | 716.2272 | 58.2784 | [6 empty] | 0 |  | 0 | 0 | 0 | 0 | 0 |  |  |  | 0 |  | 0 | 0 | 0 | 0 | 0 | 0 | 0 | 0 | 0 | 0 | 0 | 0
| + | Pipeline transport |  |  | B_101945 | 0 | [14 empty] | 0 | [15 empty] | 0 | [6 empty] | 0 | 0 | [24 empty] | 0
| + | Non-specified (Transport) |  |  | B_101950 | 49.9427 | 0 | 0 | 0 | 0 | 0 | 0 | 0 | 0 | 0 | 0 | 0 | 0 | 0 | 0 | 0 | [15 empty] | 0 | [6 empty] | 49.9427 | 49.9427 | 0 | 0 | 0 | 0 | 0 |  |  |  | 0 |  | 0 | 0 | 0 | 0 | 0 | 0 | 0 | 0 | 0 | 0 | 0 | 0 |  |  | 0
+ | Other Sectors |  |  |  | B_102000 | 8142.7821 | 0 | 0 | 0 | 0 | 0 | 0 | 0 | 0 | 0 | 0 | 0 | 0 | 0 | 0 | 1137.5752 | [7 empty] | 29.7363 | 23.598 |  |  | 33.8922 | 66.9246 |  | 980.5818 | 2.8662 | [6 empty] | 45.6435 | 45.6435 | 0 | 0 | 0 | 0 | 749.5701 |  |  |  | 0 |  | 737.3412 | 0 | 12.2289 | 0 | 0 | 0 | 0 | 0 | 0 | 0 | 0 | 0 |  | 344.3919 | 5865.6014
| + | Services |  |  | B_102035 | 2806.5348 | 0 | 0 | 0 | 0 | 0 | 0 | 0 | 0 | 0 | 0 | 0 | 0 | 0 | 0 | 242.3808 | [7 empty] | 8.8134 |  |  |  |  | 4.1081 |  | 228.5039 | 0.95538 | [6 empty] | 22.2366 | 22.2366 | 0 | 0 | 0 | 0 | 33.4384 |  |  |  | 0 |  | 21.2095 | 0 | 12.2289 | 0 | 0 | 0 | 0 | 0 | 0 | 0 | 0 | 0 |  | 250.9793 | 2257.5236
| + | Residential |  |  | B_102010 | 4423.7604 | 0 | 0 | 0 | 0 | 0 | 0 | 0 | 0 | 0 | 0 | 0 | 0 | 0 | 0 | 196.6657 | [7 empty] | 13.2082 | 17.1491 |  |  |  | 62.7926 |  | 103.4919 | 0 | [6 empty] | 3.9648 | 3.9648 | 0 | 0 | 0 | 0 | 711.713 |  |  |  | 0 |  | 711.713 | 0 | 0 | 0 | 0 | 0 | 0 | 0 | 0 | 0 | 0 | 0 |  | 93.1977 | 3418.2192
| + | Agriculture / Forestry |  |  | B_102030 | 343.7231 | 0 | 0 | 0 | 0 | 0 | 0 | 0 | 0 | 0 | 0 | 0 | 0 | 0 | 0 | 147.0574 | [7 empty] | 7.7147 | [6 empty] | 139.3427 | 0 | [6 empty] | 19.4421 | 19.4421 | 0 | 0 | 0 | 0 | 4.4186 |  |  |  | 0 |  | 4.4186 | 0 | 0 | 0 | 0 | 0 | 0 | 0 | 0 | 0 | 0 | 0 |  | 0.21496 | 172.5662
| + | Fishing |  |  | B_102020 | 484.6183 | 0 | 0 | 0 | 0 | 0 | 0 | 0 | 0 | 0 | 0 | 0 | 0 | 0 | 0 | 467.3498 | [8 empty] | 5.3501 | [5 empty] | 460.065 | 1.9108 | [6 empty] | 0 | 0 | 0 | 0 | 0 | 0 | 0 |  |  |  | 0 |  | 0 | 0 | 0 | 0 | 0 | 0 | 0 | 0 | 0 | 0 | 0 | 0 |  | 0 | 17.2924
| + | Non-specified (Other) |  |  | B_102040 | 84.1454 | 0 | 0 | 0 | 0 | 0 | 0 | 0 | 0 | 0 | 0 | 0 | 0 | 0 | 0 | 84.1454 | [8 empty] | 1.0748 |  |  | 33.8922 |  |  | 49.1784 | 0 | [6 empty] | 0 | 0 | 0 | 0 | 0 | 0 | 0 |  |  |  | 0 |  | 0 | 0 | 0 | 0 | 0 | 0 | 0 | 0 | 0 | 0 | 0 | 0 |  | 0 | 0
Statistical differences |  |  |  |  | B_102200 | 6370.1156 | 41.9652 | 0 | 0 | 17.4596 | 0 | 0 | 0 | 24.5056 | 0 | 0 | 0 | 0 | 0 | 0 | 3796.9571 | 545.9062 | 0 | 52.5461 | 0 |  | 46.4316 | 224.6107 | 472.3655 | 584.4559 | -2.1018 | 8.4551 | -24.6489 | 0 | 1844.368 | 346.2549 | -75.8097 | 1.0509 | 9.0284 | -0.9315 | -234.069 | 0 | -0.95538 | 2529.9752 | 2529.999 | 0 | 0 | 0 | 0 | 1.2181 | 0 | 0 | 0 | 0 | 0 | 0 | 0 | 1.0509 | 0 | 0.3105 | -0.14331 | 0 | 0 | 0 | 0 | 0 | 0 | 0 | 0 | 0
Memo item:
|  | Liquid biofuels blended in gasoline/diesel |  |  | B_101014 | [54 empty] | 4.8008 | 110.6095

## Eurostat_EB-2011
[6 empty] | 0000 | 2000 | 2115 | 2116 | 2117 | 2118 | 2210 | 2112 | 2121 | 2122 | 2130 | 2230 | 2310 | 2330 | 2410 | 3000 | 3105 | 3106 | 3191 | 3192 | 3193 | 3214 | 3215 | 3220 | 3234 | 3235 | 3246 | 3247 | 3244 | 3250 | 3260 | 3270A | 3281 | 3282 | 3283 | 3285 | 3286 | 3295 | 4000 | 4100 | 4210 | 4220 | 4230 | 4240 | 5500 | 5510 | 5520 | 5535 | 5532 | 5534 | 5541 | 5544 | 5542 | 55431 | 5546 | 5547 | 5549 | 5548 | 5550 | 7200 | 7100 | 55432 | 5100 | 5200 | 6000
ktoe |  |  |  | Norway | 2011 | Total all products | Solid fuels | Anthracite | Coking coal | Other bituminous coal | Sub-bituminous coal | Lignite / Brown Coal | Patent Fuels | Coke oven coke | Gas coke | Coal tar | BKB | Peat | Peat products | Oil shale & oil sands | Oil (total) | Crude oil | Natural Gas Liguids | Refinery Feedstocks | Additives / Oxygenates | Other Hydrocarb. (w/o bio) | Refinery gas | Ethane | LPG | Motor Gasoline (w/o bio) | Aviation Gasoline | Gasoline Type Jet Fuel | Kerosene Type Jet Fuel | Other Kerosene | Naphtha | Gas/Diesel Oil (w/o bio) | Fuel Oil | White spirit and SBP | Lubricants | Bitumen | Petroleum Coke | Paraffin Waxes | Other Products | Gas | Natural gas | Coke oven gas | Blast furnace gas | Gasworks gas | Other recovered gas | Total Renewables | Hydro power | Wind power | Tide, wave and ocean | Solar thermal | Solar PV | Solid biomass | Charcoal | Biogas (all) | Municipal wastes (renew.) | Bio gasoline | Biodiesel | Bio jet kerosene | Other liquid biofuels | Geo-thermal | Wastes (non ren.) | Industrial wastes | Municial wastes (non-ren.) | Nuclear heat | Derived heat | Electricity
+ | Primary production |  |  |  | B_100100 | 199626.039 | 930.2331 | 0 | 0 | 930.2331 | 0 | 0 | [5 empty] | 0 |  | 0 | 96873.1728 | 87881.1981 | 8867.1539 |  | 124.8209 | [18 empty] | 89734.4989 | 89734.4989 |  |  |  |  | 11914.3021 | 10343.0782 | 110.3229 | 0 | 0 | 0 | 1180.0898 |  | 29.4975 | 171.1092 | 0 | 80.2045 | 0 | 0 | 0 | 173.8559 | 2.7467 | 171.1092 | 0
+ | Primary production receipt |  |  |  | B_100110 | 0 | [14 empty] | 0 | [15 empty] | 0
+ | From other sources (Recovered products) |  |  |  | B_100200 | 0 | 0 | 0 | 0 | 0 | 0 | 0 | 0 | 0 | 0 | 0 | 0 | 0 | 0 | 0 | 0 |  |  |  | 0 | [18 empty] | 0 | 0 |  |  | 0 | 0
| + | of which From Oil Products |  |  | B_150201 | 0 | 0 | [5 empty] | 0 | 0 | 0 | 0 | 0 |  | 0 | 0 | [23 empty] | 0 | 0 | 0 | 0 | 0 | 0
| + | of which From Natural Gas |  |  | B_150202 | 0 | 0 | [5 empty] | 0 | 0 | 0 | 0 | 0 |  | 0 | 0 | [23 empty] | 0 |  | 0 | 0 | 0 | 0
| + | of which From Renewables |  |  | B_150203 | 0 | 0 | [5 empty] | 0 | 0 | 0 | 0 | 0 |  | 0 | 0 | 0 |  |  |  | 0 | [18 empty] | 0 | 0 | 0 | 0 | 0 | 0
| + | of which From Coal |  |  | B_150204 | 0 | [37 empty] | 0 | 0
+ | Recycled products |  |  |  | B_100210 | 0 | [14 empty] | 0 | [15 empty] | 0
+ | Imports |  |  |  | B_100300 | 7473.512 | 785.5642 | 0 | 0 | 475.8527 | 0 | 0 | 0 | 309.7354 | 0 | 0 | 0 | 0 | 0 | 0 | 5545.8106 | 1270.7557 | [5 empty] | 72.6808 | 190.4796 | 175.8861 | 37.7377 |  | 273.1919 | 182.2155 | 56.6304 | 1235.717 | 1310.7863 | 13.5426 | 42.1324 | 357.6956 | 310.1414 |  | 16.2415 | 0 | 0 |  |  |  |  | 174.3814 |  |  |  | 0 |  | 59.0427 | 0 | 0 | 0 | 8.0013 | 105.3549 | 0 | 1.9824 | 0 | 0 | 0 | 0 |  | 0 | 967.7558
+ | Stock changes |  |  |  | B_100400 | -617.0584 | 138.4351 | 0 | 0 | 125.5135 | 0 | 0 | 0 | 12.9454 | 0 | 0 | 0 | 0 | 0 | 0 | -728.6233 | -470.1204 | [6 empty] | 15.4056 | -56.8453 |  |  | -47.2437 | 44.2581 | 13.6381 | -243.8617 | 59.2338 |  | 5.0158 | -4.6575 | -43.47 |  |  | -26.8702 | -26.8702 | 0 | 0 | 0 | 0 | 0 | [5 empty] | 0 | 0 | 0 | 0 | 0 | 0 | 0 | 0 |  | 0 | 0 | 0
- | Exports |  |  |  | B_100500 | 177678.0357 | 1009.4105 | 0 | 0 | 1009.4105 | 0 | 0 | 0 | 0 | 0 | 0 | 0 | 0 | 0 | 0 | 90476.9275 | 73951.1321 | [5 empty] | 386.4765 | 5565.9692 | 3007.0698 |  |  | 131.4608 | 107.0507 | 2427.3431 | 3062.6732 | 1790.3888 |  | 1.0032 |  | 23.4069 |  | 22.9292 | 84869.2558 | 84869.2558 |  |  |  |  | 90.3554 |  |  |  | 0 |  | 10.151 | 0 | 0 | 0 | 0 | 80.2045 | 0 | 0 | 0 | 0 | 0 | 0 |  | 0 | 1232.0627
- | Bunkers |  |  |  | B_100800 | 376.9466 | 0 | 0 | 0 | 0 | 0 | 0 | 0 | 0 | 0 | 0 | 0 | 0 | 0 | 0 | 376.9466 | [14 empty] | 191.6022 | 185.3444 | [6 empty] | 0 | 0
- | Direct use |  |  |  | B_100112
Gross inland consumption |  |  |  |  | B_100900 | 28427.5342 | 844.8218 | 0 | 0 | 522.1649 | 0 | 0 | 0 | 322.6569 | 0 | 0 | 0 | 0 | 0 | 0 | 10836.4861 | 14730.7013 | 8867.1539 |  | 124.8209 |  |  | -313.7957 | -5360.0602 | -2888.029 | 37.7377 |  | 94.4874 | 119.4229 | -2357.0985 | -2262.42 | -605.7132 | 13.5426 | 46.145 | 353.0381 | 243.2645 |  | -6.6877 | 4838.373 | 4838.373 | 0 | 0 | 0 | 0 | 11998.3042 | 10343.0782 | 110.3229 | 0 | 0 | 0 | 1228.9816 | 0 | 29.4975 | 171.1092 | 8.0013 | 105.3549 | 0 | 1.9824 | 0 | 173.8559 | 2.7467 | 171.1092 | 0 | 0 | -264.3069
Transformation input |  |  |  |  | B_101000 | 17501.4092 | 77.8876 | 0 | 0 | 16.767 | 0 | 0 | 0 | 61.1207 | 0 | 0 | 0 | 0 | 0 | 0 | 16283.3668 | 14754.2992 |  | 1292.2041 | 124.8209 |  | 68.4771 |  | 7.7147 | [6 empty] | 35.8747 | 0 | [6 empty] | 616.8434 | 603.7069 | 0 | 13.1365 | 0 | 0 | 290.556 |  |  |  | 0 |  | 137.2409 | 0 | 3.9171 | 149.3981 | 0 | 0 | 0 | 0 | 0 | 152.1448 | 2.7467 | 149.3981 | 0 | 20.3974 | 60.1892
+ | Conventional Thermal Power Stations |  |  |  | B_101001 | 888.8889 | 16.767 | 0 | 0 | 16.767 | 0 | 0 | 0 | 0 | 0 | 0 | 0 | 0 | 0 | 0 | 3.0811 | [14 empty] | 3.0811 | 0 | [6 empty] | 600.4108 | 587.9192 | 0 | 12.4916 | 0 | 0 | 139.08 |  |  |  | 0 |  | 30.7156 |  | 1.9585 | 106.4058 | 0 | 0 | 0 | 0 | 0 | 109.1526 | 2.7467 | 106.4058 |  | 20.3974
| + | Main Activity Producer Conventional Thermal Power Stations |  |  | B_101021 | 244.0527 | 16.767 | 0 | 0 | 16.767 | 0 | 0 | 0 | 0 | 0 | 0 | 0 | 0 | 0 | 0 | 0 | [15 empty] | 0 | [6 empty] | 12.4916 | 0 | 0 | 12.4916 | 0 | 0 | 108.3644 |  |  |  | 0 |  | 0 |  | 1.9585 | 106.4058 | 0 | 0 | 0 | 0 | 0 | 106.4058 | 0 | 106.4058
|  | + | Main Activity Producer Electricity Plants |  | B_101031 | 14.1397 | 0 | 0 | 0 | 0 | 0 | 0 | 0 | 0 | 0 | 0 | 0 | 0 | 0 | 0 | 0 | [15 empty] | 0 | [6 empty] | 12.4916 | 0 | 0 | 12.4916 | 0 | 0 | 1.648 |  |  |  | 0 |  | 0 |  | 1.648 | 0 | 0 | 0 | 0 | 0 | 0 | 0 | 0 | 0
|  | + | Main Activity Producer CHP Plants |  | B_101032 | 229.9131 | 16.767 | 0 | 0 | 16.767 | 0 | 0 | 0 | 0 | 0 | 0 | 0 | 0 | 0 | 0 | 0 | [15 empty] | 0 | [6 empty] | 0 | 0 | 0 | 0 | 0 | 0 | 106.7163 |  |  |  | 0 |  | 0 |  | 0.3105 | 106.4058 | 0 | 0 | 0 | 0 | 0 | 106.4058 | 0 | 106.4058
| + | Autoproducer Conventional Thermal Power Stations |  |  | B_101022 | 624.4626 | 0 | 0 | 0 | 0 | 0 | 0 | 0 | 0 | 0 | 0 | 0 | 0 | 0 | 0 | 3.0811 | [14 empty] | 3.0811 | 0 | [6 empty] | 587.9192 | 587.9192 | 0 | 0 | 0 | 0 | 30.7156 |  |  |  | 0 |  | 30.7156 |  | 0 | 0 | 0 | 0 | 0 | 0 | 0 | 2.7467 | 2.7467 | 0
|  | + | Autoproducer Electricity Plants |  | B_101034 | 624.4626 | 0 | 0 | 0 | 0 | 0 | 0 | 0 | 0 | 0 | 0 | 0 | 0 | 0 | 0 | 3.0811 | [14 empty] | 3.0811 | 0 | [6 empty] | 587.9192 | 587.9192 | 0 | 0 | 0 | 0 | 30.7156 |  |  |  | 0 |  | 30.7156 |  | 0 | 0 | 0 | 0 | 0 | 0 | 0 | 2.7467 | 2.7467 | 0
|  | + | Autoproducer CHP Plants |  | B_101035 | 0 | 0 | 0 | 0 | 0 | 0 | 0 | 0 | 0 | 0 | 0 | 0 | 0 | 0 | 0 | 0 | [15 empty] | 0 | [6 empty] | 0 | 0 | 0 | 0 | 0 | 0 | 0 |  |  |  | 0 |  | 0 |  | 0 | 0 | 0 | 0 | 0 | 0 | 0 | 0 | 0 | 0
| + | Used for electricity generation |  |  | B_101017 | 20.3974 | [62 empty] | 20.3974
+ | Nuclear Power Stations |  |  |  | B_101002 | 0 | [61 empty] | 0
+ | Coke-ovens |  |  |  | B_101004 | 0 | 0 | 0 | 0 | 0 | 0 | 0 | 0 | 0 | 0 | 0 | 0 | 0 | 0 | 0 | 0 | [15 empty] | 0 | [6 empty] | 0 | 0 | 0 | 0 | 0 | 0
+ | Blast-furnaces |  |  |  | B_101006 | 61.1207 | 61.1207 | [6 empty] | 61.1207
+ | Gas works |  |  |  | B_101007 | 0 | 0 | 0 | 0 | 0 | 0 | 0 | 0 | 0 | 0 | 0 | 0 | 0 | 0 | 0 | 0 | [15 empty] | 0 | [6 empty] | 0 | 0 | 0 | 0 | 0 | 0 | 0 | [7 empty] | 0 |  | 0 | 0 | 0 | 0
+ | Refineries |  |  |  | B_101008 | 16171.3003 | [14 empty] | 16171.3003 | 14754.2992 |  | 1292.2041 | 124.8209
+ | District heating plants |  |  |  | B_101009 | 380.0755 | 0 | 0 | 0 | 0 | 0 | 0 | 0 | 0 | 0 | 0 | 0 | 0 | 0 | 0 | 108.9854 | [5 empty] | 68.4771 |  | 7.7147 | [6 empty] | 32.7935 | 0 | [6 empty] | 16.4326 | 15.8116 | 0 | 0.64488 | 0 | 0 | 151.4761 |  |  |  | 0 |  | 106.5253 |  | 1.9585 | 42.9923 | 0 | 0 | 0 | 0 | 0 | 42.9923 | 0 | 42.9923 |  |  | 60.1892
| + | Main Activity Producer Heat Only Plants |  |  | B_101038 | 319.8863 | 0 | 0 | 0 | 0 | 0 | 0 | 0 | 0 | 0 | 0 | 0 | 0 | 0 | 0 | 108.9854 | [5 empty] | 68.4771 |  | 7.7147 | [6 empty] | 32.7935 | 0 | [6 empty] | 16.4326 | 15.8116 | 0 | 0.64488 | 0 | 0 | 151.4761 |  |  |  | 0 |  | 106.5253 |  | 1.9585 | 42.9923 | 0 | 0 | 0 | 0 | 0 | 42.9923 | 0 | 42.9923
| + | Autoproducer Heat Only Plants |  |  | B_101039 | 0 | 0 | 0 | 0 | 0 | 0 | 0 | 0 | 0 | 0 | 0 | 0 | 0 | 0 | 0 | 0 | [15 empty] | 0 | [6 empty] | 0 | 0 | 0 | 0 | 0 | 0 | 0 |  |  |  | 0 |  | 0 |  | 0 | 0 | 0 | 0 | 0 | 0 | 0 | 0 | 0 | 0
| + | Used for heat pumps |  |  | B_101322 | 12.8977 | [63 empty] | 12.8977
| + | Used for electric boilers |  |  | B_101323 | 47.2915 | [63 empty] | 47.2915
+ | Patent fuel plants |  |  |  | B_101010 | 0 | 0 | 0 | 0 | 0 | 0 | 0 | 0 | 0 | 0 | 0 | 0 | 0 | 0 | 0 | 0 | [15 empty] | 0 | [6 empty] | 0 |  | 0 | 0 | 0 | 0 | 0 | [9 empty] | 0 | 0 | 0 | 0 |  | 0 | 0
+ | BKB / PB Plants |  |  |  | B_101011 | 0 | 0 | 0 | 0 | 0 | 0 | 0 | 0 | 0 | 0 | 0 | 0 | 0 | 0 | 0 | [23 empty] | 0 |  | 0 | 0 | 0 | 0 | 0 | [5 empty] | 0 | 0 |  | 0 | 0 | 0 | 0 | 0 |  | 0 | 0 | 0
+ | Coal Liquefaction Plants |  |  |  | B_101012 | 0 | 0 | 0 | 0 | 0 | 0 | 0 | 0 | 0 | 0 | 0 | 0 | 0 | 0 | 0 | [23 empty] | 0 |  | 0 | 0 | 0 | 0
+ | For Blended Natural Gas |  |  |  | B_101013 | 0 | [14 empty] | 0 | [15 empty] | 0 | [6 empty] | 0 |  | 0 | 0 | 0 | 0 | 0 | [7 empty] | 0 |  | 0 | 0 | 0
+ | Charcoal production plants (transformation) |  |  |  | B_101015 | 0 | [43 empty] | 0 | [5 empty] | 0 |  |  |  | 0 | 0 | 0 | 0
+ | Gas-to-Liquids (GTL) Plants (transformation) |  |  |  | B_101016 | 0 | [37 empty] | 0 | 0
+ | Non-specified Transformation Input |  |  |  | B_101020 | 0 | 0 | 0 | 0 | 0 | 0 | 0 | 0 | 0 | 0 | 0 | 0 | 0 | 0 | 0 | 0 | [15 empty] | 0 | [6 empty] | 0 | 0 | 0 | 0 | 0 | 0 | 0 |  |  |  | 0 |  | 0 | 0 | 0 | 0 | 0 | 0 | 0 | 0 | 0 | 0 | 0 | 0
Transformation output |  |  |  |  | B_101100 | 17161.0299 | 0 | [5 empty] | 0 | 0 | 0 | 0 | 0 |  | 0 |  | 16162.3913 | [5 empty] | 423.6887 |  | 452.5413 | 4083.7633 |  |  | 426.2205 | 446.7612 | 1572.8002 | 6683.7919 | 1669.0551 |  |  |  | 403.769 |  |  | 61.1207 |  | 0 | 61.1207 | 0 | 0 | 0 | [6 empty] | 0 | [11 empty] | 525.031 | 412.463
+ | Conventional Thermal Power Stations |  |  |  | B_101101 | 592.6961 | [62 empty] | 180.2331 | 412.463
| + | Main Activity Producer Conventional Thermal Power Stations |  |  | B_101121 | 211.1875 | [62 empty] | 180.2331 | 30.9544
|  | + | El. Gen. Main activity electricity only - Geothermal |  | 15_107038 | 0 | [63 empty] | 0
|  | + | El. Gen. Main activity electricity only - Combustible Fuels |  | 15_107048 | 8.7656 | [63 empty] | 8.7656
|  | + | El. Gen. Main activity electricity only - Other Sources |  | 15_107054 | 0 | [63 empty] | 0
|  | + | El. Gen. Main activity electricity only - Solar Thermal |  | 14_1070422 | 0 | [63 empty] | 0
|  | + | El. Gen. Main activity CHP plants - Geothermal |  | 15_107039 | 0 | [63 empty] | 0
|  | + | El. Gen. Main activity CHP plants - Combustible Fuels |  | 15_107049 | 22.1888 | [63 empty] | 22.1888
|  | + | El. Gen. Main activity CHP plants - Other Sources |  | 15_107055 | 0 | [63 empty] | 0
|  | + | El. Gen. Main activity CHP plants - Solar Thermal |  | 14_1070423 | 0 | [63 empty] | 0
|  | + | Heat Prod. Main activity CHP plants - Geothermal |  | 15_107064 | 0 | [62 empty] | 0
|  | + | Heat Prod. Main activity CHP plants - Combustible Fuels |  | 15_107072 | 178.9672 | [62 empty] | 178.9672
|  | + | Heat Prod. Main activity CHP plants - Heat Pumps |  | 15_107076 | 0.85985 | [62 empty] | 0.85985
|  | + | Heat Prod. Main activity CHP plants - Electric Boilers |  | 15_107080 | 0.40604 | [62 empty] | 0.40604
|  | + | Heat Prod. Main activity CHP plants - Other Sources |  | 15_107086 | 0 | [62 empty] | 0
|  | + | Heat Prod. Main activity CHP plants - Solar Thermal |  | 14_1070681 | 0 | [62 empty] | 0
| + | Autoproducer Conventional Thermal Power Stations |  |  | B_101122 | 381.5086 | [62 empty] | 0 | 381.5086
|  | + | El. Gen. Autoproducer electricity only - Geothermal |  | 15_107040 | 0 | [63 empty] | 0
|  | + | El. Gen. Autoproducer electricity only - Combustible Fuels |  | 15_107050 | 376.5167 | [63 empty] | 376.5167
|  | + | El. Gen. Autoproducer electricity only - Heat from Chemical Sources |  | 15_107052 | 4.9919 | [63 empty] | 4.9919
|  | + | El. Gen. Autoproducer electricity only - Other Sources |  | 15_107056 | 0 | [63 empty] | 0
|  | + | El. Gen. Autoproducer electricity only - Solar Thermal |  | 14_1070432 | 0 | [63 empty] | 0
|  | + | El. Gen. Autoproducer CHP plants - Geothermal |  | 15_107041 | 0 | [63 empty] | 0
|  | + | El. Gen. Autoproducer CHP plants - Combustible Fuels |  | 15_107051 | 0 | [63 empty] | 0
|  | + | El. Gen. Autoproducer CHP plants - Heat from Chemical Sources |  | 15_107053 | 0 | [63 empty] | 0
|  | + | El. Gen. Autoproducer CHP plants - Other Sources |  | 15_107057 | 0 | [63 empty] | 0
|  | + | El. Gen. Autoproducer CHP plants - Solar Thermal |  | 14_1070433 | 0 | [63 empty] | 0
|  | + | Heat Prod. Autoproducer CHP plants - Geothermal |  | 15_107066 | 0 | [62 empty] | 0
|  | + | Heat Prod. Autoproducer CHP plants - Combustible Fuels |  | 15_107074 | 0 | [62 empty] | 0
|  | + | Heat Prod. Autoproducer CHP plants - Heat Pumps |  | 15_107078 | 0 | [62 empty] | 0
|  | + | Heat Prod. Autoproducer CHP plants - Electric Boilers |  | 15_107082 | 0 | [62 empty] | 0
|  | + | Heat Prod. Autoproducer CHP plants - Heat from Chemical Sources |  | 15_107084 | 0 | [62 empty] | 0
|  | + | Heat Prod. Autoproducer CHP plants - Other Sources |  | 15_107088 | 0 | [62 empty] | 0
|  | + | Heat Prod. Autoproducer CHP plants - Solar Thermal |  | 14_1070701 | 0 | [62 empty] | 0
+ | Nuclear power stations |  |  |  | B_101102 | 0 | [62 empty] | 0 | 0
| + | El. Gen. Main Activity electricity only - Nuclear |  |  | 15_107030 | 0 | [63 empty] | 0
| + | El. Gen. Main Activity CHP plants - Nuclear |  |  | 15_107031 | 0 | [63 empty] | 0
| + | El. Gen. Autoproducer electricity only - Nuclear |  |  | 15_107032 | 0 | [63 empty] | 0
| + | El. Gen. Autoproducer CHP plants - Nuclear |  |  | 15_107033 | 0 | [63 empty] | 0
| + | Heat Prod. Main Activity CHP plants - Nuclear |  |  | 15_107060 | 0 | [62 empty] | 0
| + | Heat Prod. Autoproducer CHP plants - Nuclear |  |  | 15_107062 | 0 | [62 empty] | 0
+ | Coke-ovens |  |  |  | B_101104 | 0 | 0 | [6 empty] | 0 |  | 0 | [27 empty] | 0 |  | 0
+ | Blast-furnaces |  |  |  | B_101106 | 61.1207 | [37 empty] | 61.1207 |  |  | 61.1207 |  | 0
+ | Gas works |  |  |  | B_101107 | 0 | 0 | [7 empty] | 0 | [28 empty] | 0 |  |  |  | 0
+ | Refineries |  |  |  | B_101108 | 16162.3913 | [14 empty] | 16162.3913 | [5 empty] | 423.6887 |  | 452.5413 | 4083.7633 |  |  | 426.2205 | 446.7612 | 1572.8002 | 6683.7919 | 1669.0551 |  |  |  | 403.769
+ | Patent Fuel Plants |  |  |  | B_101110 | 0 | 0 | [5 empty] | 0
+ | BKB / PB Plants |  |  |  | B_101111 | 0 | 0 | [9 empty] | 0 |  | 0
+ | Charcoal production plants |  |  |  | B_101115 | 0 | [43 empty] | 0 | [6 empty] | 0
+ | District Heating Plants |  |  |  | B_101109 | 344.7979 | [62 empty] | 344.7979
| + | Heat Prod. Main activity heat only plants - Nuclear |  |  | 15_107061 | 0 | [62 empty] | 0
| + | Heat Prod. Main activity heat only plants - Geothermal |  |  | 15_107065 | 0 | [62 empty] | 0
| + | Heat Prod. Main activity heat only plants - Combustible Fuels |  |  | 15_107073 | 232.7076 | [62 empty] | 232.7076
| + | Heat Prod. Main activity heat only plants - Heat Pumps |  |  | 15_107077 | 31.3127 | [62 empty] | 31.3127
| + | Heat Prod. Main activity heat only plants - Electric Boilers |  |  | 15_107081 | 46.8616 | [62 empty] | 46.8616
| + | Heat Prod. Main activity heat only plants - Other Sources |  |  | 15_107087 | 13.5187 | [62 empty] | 13.5187
| + | Heat Prod. Main activity heat only plants - Solar Thermal |  |  | 14_1070691 | 0 | [62 empty] | 0
| + | Heat Prod. Autoproducer heat only plants - Nuclear |  |  | 15_107063 | 0 | [62 empty] | 0
| + | Heat Prod. Autoproducer heat only plants - Geothermal |  |  | 15_107067 | 0 | [62 empty] | 0
| + | Heat Prod. Autoproducer heat only plants - Combustible Fuels |  |  | 15_107075 | 0 | [62 empty] | 0
| + | Heat Prod. Autoproducer heat only plants - Heat Pumps |  |  | 15_107079 | 0 | [62 empty] | 0
| + | Heat Prod. Autoproducer heat only plants - Electric Boilers |  |  | 15_107083 | 0 | [62 empty] | 0
| + | Heat Prod. Autoproducer heat only plants - Heat from Chemical Sources |  |  | 15_107085 | 14.689 | [62 empty] | 14.689
| + | Heat Prod. Autoproducer heat only plants - Other Sources |  |  | 15_107089 | 5.7084 | [62 empty] | 5.7084
| + | Heat Prod. Autoproducer heat only plants - Solar Thermal |  |  | 14_1070711 | 0 | [62 empty] | 0
Exchanges and transfers, returns |  |  |  |  | B_101200 | 423.2588 | [14 empty] | 423.2588 | 0 | -8867.1539 | 1340.6898 |  |  | 0 | 1211.1875 | 5776.273 | 0 | 0 | 0 | 0 | 0 | 2186.2043 | -1.027 | -1222.891 | 0 | 0 | 0 | 0 | 0 | 0 | [6 empty] | -10453.4012 | -10343.0782 | -110.3229 | 0 |  | 0 |  |  |  |  | 0 | 0 | 0 | [7 empty] | 10453.4012
+ | Interproduct tranfers |  |  |  | B_101210 | 357.1224 | [14 empty] | 357.1224 |  | -8867.1539 |  |  |  |  | 1231.0118 | 5807.0842 | [5 empty] | 2186.2043 |  | 0 | [12 empty] | -10453.4012 | -10343.0782 | -110.3229 | 0 |  | 0 | [14 empty] | 10453.4012
+ | Products transferred |  |  |  | B_101220 | 70.2685 | [14 empty] | 70.2685 |  |  | 1292.2041 | [12 empty] | -1221.9356
+ | Petrochemical industry (Returns from petrochem. Industry) |  |  |  | B_101230 | -4.132 | [14 empty] | -4.132 | 0 | 0 | 48.4857 |  |  | 0 | -19.8242 | -30.835 | 0 | 0 | 0 | 0 | 0 | 0 | -1.027 | -0.95538 | 0 | 0 | 0 | 0 | 0 | 0 | [6 empty] | 0 | [9 empty] | 0 | 0 | 0
Consumption of the energy branch |  |  |  |  | B_101300 | 5082.8556 | 0 | 0 | 0 | 0 | 0 | 0 | 0 | 0 | 0 | 0 | 0 | 0 | 0 | 0 | 862.1859 | [5 empty] | 401.6433 | [8 empty] | 235.6692 | 0 |  |  |  | 224.8734 |  |  | 3532.1487 | 3532.1487 | 0 | 0 | 0 | 0 | 0 |  |  |  | 0 |  | 0 | 0 | 0 | 0 | 0 | 0 | 0 | 0 | 0 | 0 | 0 | 0 |  | 75.117 | 613.404
+ | Own Use in Electricity, CHP and Heat Plants |  |  |  | B_101301 | 57.2036 | 0 | 0 | 0 | 0 | 0 | 0 | 0 | 0 | 0 | 0 | 0 | 0 | 0 | 0 | 8.1924 | [14 empty] | 8.1924 | 0 | [6 empty] | 0 | 0 | 0 | 0 | 0 | 0 | 0 |  |  |  | 0 |  | 0 | 0 | 0 | 0 | 0 | 0 | 0 | 0 | 0 | 0 | 0 | 0 |  | 0 | 49.0112
+ | Pumped storage power stations balance (Pumping stations) |  |  |  | B_101302 | 46.4316 | [63 empty] | 46.4316
| + | Used for pumped storage |  |  | 17_107302 | 154.9393 | [63 empty] | 154.9393
| - | Production in pumped storage power station |  |  | 17_107301 | 108.5077 | [63 empty] | 108.5077
|  | + | El. Gen. Main Activity electricity only - Pumped Hydro |  | 15_107036 | 106.6208 | [63 empty] | 106.6208
|  | + | El. Gen. Autoproducer electricity only - Pumped Hydro |  | 15_107037 | 1.8869 | [63 empty] | 1.8869
+ | Oil and Natural Gas extraction plants |  |  |  | B_101305 | 4223.512 | [14 empty] | 226.4498 | [14 empty] | 226.4498 | 0 | [6 empty] | 3532.1487 | 3532.1487 | [23 empty] | 0 | 464.9135
+ | Oil refineries (Petroleum Refineries) |  |  |  | B_101307 | 748.9968 | 0 | 0 | 0 | 0 | 0 | 0 | 0 | 0 | 0 | 0 | 0 | 0 | 0 | 0 | 626.5167 | [5 empty] | 401.6433 | [9 empty] | 0 |  |  |  | 224.8734 |  |  | 0 | 0 | 0 | 0 | 0 | 0 | 0 |  |  |  | 0 |  | 0 | 0 | 0 | 0 | 0 | 0 | 0 | 0 | 0 | 0 | 0 | 0 |  | 75.117 | 47.387
+ | Nuclear industry |  |  |  | B_101308 | 0 | [62 empty] | 0 | 0
+ | Coal Mines |  |  |  | B_101310 | 4.1081 | 0 | 0 | 0 | 0 | 0 | 0 | 0 | 0 | 0 | 0 | 0 | 0 | 0 | 0 | 1.027 | [14 empty] | 1.027 | 0 | [6 empty] | 0 | 0 | 0 | 0 | 0 | 0 | 0 |  |  |  | 0 |  | 0 | 0 | 0 | 0 | 0 | 0 | 0 | 0 | 0 | 0 | 0 | 0 |  | 0 | 3.105
+ | Patent fuel plants |  |  |  | B_101311 | 0 | 0 | 0 | 0 | 0 | 0 | 0 | 0 | 0 | 0 | 0 | 0 | 0 | 0 | 0 | [23 empty] | 0 |  | 0 | 0 | 0 | 0 | 0 |  |  |  | 0 |  | 0 | 0 | 0 | 0 | 0 | 0 | 0 | 0 | 0 | 0 | 0 | 0 |  | 0 | 0
+ | Coke Ovens |  |  |  | B_101312 | 0 | 0 | 0 | 0 | 0 | 0 | 0 | 0 | 0 | 0 | 0 | 0 | 0 | 0 | 0 | 0 | [15 empty] | 0 | [6 empty] | 0 | 0 | 0 | 0 | 0 | 0 | 0 |  |  |  | 0 |  | 0 | 0 | 0 | 0 | 0 | 0 | 0 | 0 | 0 | 0 | 0 | 0 |  | 0 | 0
+ | BKB / PB Plants |  |  |  | B_101313 | 0 | 0 | 0 | 0 | 0 | 0 | 0 | 0 | 0 | 0 | 0 | 0 | 0 | 0 | 0 | [23 empty] | 0 |  | 0 | 0 | 0 | 0 | 0 |  |  |  | 0 |  | 0 | 0 | 0 | 0 | 0 | 0 | 0 | 0 | 0 | 0 | 0 | 0 |  | 0 | 0
+ | Gas works |  |  |  | B_101314 | 0 | 0 | 0 | 0 | 0 | 0 | 0 | 0 | 0 | 0 | 0 | 0 | 0 | 0 | 0 | 0 | [15 empty] | 0 | [6 empty] | 0 | 0 | 0 | 0 | 0 | 0 | 0 |  |  |  | 0 |  | 0 | 0 | 0 | 0 | 0 | 0 | 0 | 0 | 0 | 0 | 0 | 0 |  | 0 | 0
+ | Blast Furnaces |  |  |  | B_101315 | 0 | [43 empty] | 0 |  |  |  | 0 | [9 empty] | 0 |  |  |  |  | 0 | 0
+ | Coal Liquefaction Plants |  |  |  | B_101316 | 0 | 0 | 0 | 0 | 0 | 0 | 0 | 0 | 0 | 0 | 0 | 0 | 0 | 0 | 0 | [23 empty] | 0 |  | 0 | 0 | 0 | 0 | [19 empty] | 0 | 0
+ | Liquefaction (LNG) / regasification plants |  |  |  | B_101317 | 0 | [37 empty] | 0 | 0 | [23 empty] | 0 | 0
+ | Gasification plants for biogas |  |  |  | B_101318 | 0 | [43 empty] | 0 |  |  |  | 0 |  | 0 | 0 | 0 | 0 | 0 | 0 | 0 | 0 | 0 | 0 | 0 | 0 |  | 0 | 0
+ | Gas-to-Liquids (GTL) Plants (Energy) |  |  |  | B_101319 | 0 | [37 empty] | 0 | 0 | [23 empty] | 0 | 0
+ | Non-specified (Energy) |  |  |  | B_101320 | 2.5795 | 0 | 0 | 0 | 0 | 0 | 0 | 0 | 0 | 0 | 0 | 0 | 0 | 0 | 0 | 0 | [15 empty] | 0 | [6 empty] | 0 | 0 | 0 | 0 | 0 | 0 | 0 |  |  |  | 0 |  | 0 | 0 | 0 | 0 | 0 | 0 | 0 | 0 | 0 | 0 | 0 | 0 |  | 0 | 2.5795
+ | Charcoal production plants (Energy) |  |  |  | B_101321 | 0 | [43 empty] | 0 |  |  |  | 0 |  | 0 | 0 | 0 | 0 | 0 | 0 | 0 | 0 | 0 | 0 | 0 | 0 |  | 0 | 0
Distribution losses |  |  |  |  | B_101400 | 815.4677 | 0 | 0 | 0 | 0 | 0 | 0 | 0 | 0 | 0 | 0 | 0 | 0 | 0 | 0 | 0 | [15 empty] | 0 | [6 empty] | 10.6048 | 0 | 0 | 10.6048 | 0 | 0 | 13.662 |  |  |  | 0 |  | 0 | 0 | 13.662 | 0 | 0 | 0 | 0 | 0 | 0 | 0 | 0 | 0 |  | 93.962 | 697.2389
Available for Final Consumption |  |  |  |  | B_101500 | 22612.0426 | 766.9103 | 0 | 0 | 505.374 | 0 | 0 | 0 | 261.5363 | 0 | 0 | 0 | 0 | 0 | 0 | 10276.6074 | -23.598 | 0 | 48.4857 | 0 |  | -46.4316 | 897.3918 | 861.0395 | 1195.7581 | 37.7377 | 0 | 520.7079 | 566.1842 | 1401.8821 | 4148.801 | -159.5491 | 13.5426 | 46.145 | 353.0381 | 422.1601 | 0 | -6.6877 | 739.8729 | 702.4936 | 0 | 37.3794 | 0 | 0 | 1240.7089 | 0 | 0 | 0 | 0 | 0 | 1091.7407 | 0 | 11.9184 | 21.7111 | 8.0013 | 105.3549 | 0 | 1.9824 | 0 | 21.7111 | 0 | 21.7111 | 0 | 335.5546 | 9230.7013
Final non-energy consumption |  |  |  |  | B_101600 | 2301.7579 | 52.355 | 0 | 0 | 52.355 | 0 | 0 | 0 | 0 | 0 | 0 | 0 | 0 | 0 | 0 | 1746.2024 | 0 | 0 |  |  |  | 0 | 223.512 | 702.4936 | 0 | 0 | 0 | 0 | 0 | 0 | 0 | 0 | 13.5426 | 41.1293 | 357.6956 | 395.4094 | 0 | 12.42 | 503.2005 | 503.2005 | 0 | 0 | 0 | 0 | 0 | [9 empty] | 0 | 0 | 0
+ | Non-Energy Use in Transformation sector |  |  |  | B_101603 | 0 | [14 empty] | 0 | 0 | 0 |  |  |  | 0 | 0 | 0 | 0 | 0 | 0 | 0 | 0 | 0 | 0 | 0 | 0 | 0 | 0 | 0 | 0 | 0 | [6 empty] | 0 | [9 empty] | 0 | 0 | 0
+ | Non-Energy Use in Energy sector |  |  |  | B_101604 | 0 | [14 empty] | 0 | 0 | 0 |  |  |  | 0 | 0 | 0 | 0 | 0 | 0 | 0 | 0 | 0 | 0 | 0 | 0 | 0 | 0 | 0 | 0 | 0 | [6 empty] | 0 | [9 empty] | 0 | 0 | 0
+ | Non-Energy Use in Industry sector |  |  |  | B_101605 | 2249.4029 | [14 empty] | 1746.2024 | 0 | 0 |  |  |  | 0 | 223.512 | 702.4936 | 0 | 0 | 0 | 0 | 0 | 0 | 0 | 0 | 13.5426 | 41.1293 | 357.6956 | 395.4094 | 0 | 12.42 | 503.2005 | 503.2005 |  |  |  |  | 0 | [9 empty] | 0 | 0 | 0
|  | of which Non-Energy Use in Chemical/Petrochemical Industry |  |  | B_101601 | 1468.138 | 0 | 0 | 0 | 0 | 0 | 0 | 0 | 0 | 0 | 0 | 0 | 0 | 0 | 0 | 964.9374 | [6 empty] | 223.512 | 700.2962 | [7 empty] | 0 | 13.5426 |  |  | 27.5867 |  |  | 503.2005 | 503.2005 | 0 | 0 | 0 | 0
+ | Non-Energy Use in Transport sector |  |  |  | B_101606 | 0 | 0 | 0 | 0 | 0 | 0 | 0 | 0 | 0 | 0 | 0 | 0 | 0 | 0 | 0 | 0 | 0 | 0 |  |  |  | 0 | 0 | 0 | 0 | 0 | 0 | 0 | 0 | 0 | 0 | 0 | 0 | 0 | 0 | 0 | 0 | 0 | 0 | 0 | 0 | 0 | 0 | 0 | 0 | [9 empty] | 0 | 0 | 0
+ | Non-Energy Use in Other sectors |  |  |  | B_101607 | 0 | 0 | 0 | 0 | 0 | 0 | 0 | 0 | 0 | 0 | 0 | 0 | 0 | 0 | 0 | 0 | 0 | 0 |  |  |  | 0 | 0 | 0 | 0 | 0 | 0 | 0 | 0 | 0 | 0 | 0 | 0 | 0 | 0 | 0 | 0 | 0 | 0 | 0 | 0 | 0 | 0 | 0 | 0 | [9 empty] | 0 | 0 | 0
+ | Non-Energy Use in Industry, Transformation and Energy Sectors |  |  |  | B_101608 | 52.355 | 52.355 | 0 | 0 | 52.355 | 0 | 0 | 0 | 0 | 0 | 0 | 0 | 0 | 0 | 0 | [23 empty] | 0 |  | 0 | 0 | 0 | 0
Final energy consumption |  |  |  |  | B_101700 | 18690.8856 | 613.0935 | 0 | 0 | 409.4058 | 0 | 0 | 0 | 203.6878 | 0 | 0 | 0 | 0 | 0 | 0 | 6905.6798 | [6 empty] | 265.3578 | 222.4133 | 1156.0619 | 2.1018 |  | 803.1432 | 49.4172 |  | 4265.6683 | 128.9768 |  |  |  | 12.5394 |  |  | 340.5942 | 303.191 | 0 | 37.3794 | 0 | 0 | 1240.4939 |  |  |  | 0 |  | 1091.7407 | 0 | 11.9184 | 21.7111 | 7.6908 | 105.4743 | 0 | 1.9824 | 0 | 21.7111 | 0 | 21.7111 |  | 335.5546 | 9233.7824
+ | Industry |  |  |  | B_101800 | 6097.9029 | 613.0935 | 0 | 0 | 409.4058 | 0 | 0 | 0 | 203.6878 | 0 | 0 | 0 | 0 | 0 | 0 | 936.5625 | [6 empty] | 265.3578 | 192.7009 | 0 |  |  | 0 |  |  | 391.4684 | 74.5199 |  |  |  | 12.5394 |  |  | 247.0622 | 209.6828 | 0 | 37.3794 | 0 | 0 | 458.7752 |  |  |  | 0 |  | 437.0641 | 0 | 0 | 21.7111 | 0 | 0 | 0 | 0 | 0 | 21.7111 | 0 | 21.7111 |  | 33.7012 | 3787.0211
| + | Iron & steel industry |  |  | B_101805 | 805.9138 | 327.6966 | 0 | 0 | 182.5499 | 0 | 0 | 0 | 145.1467 | 0 | 0 | 0 | 0 | 0 | 0 | 15.0712 | [7 empty] | 3.2961 | 0 |  |  | 0 |  |  | 9.2672 | 0 |  |  |  | 2.5079 |  |  | 16.6476 | 0.97927 | 0 | 15.6683 | 0 | 0 | 2.7228 |  |  |  | 0 |  | 2.7228 | 0 | 0 | 0 | 0 | 0 | 0 | 0 | 0 | 0 | 0 | 0 |  | 0.16719 | 443.5846
| + | Chemical and Petrochemical industry |  |  | B_101815 | 1391.1579 | 198.672 | 0 | 0 | 150.3296 | 0 | 0 | 0 | 48.3424 | 0 | 0 | 0 | 0 | 0 | 0 | 402.9569 | [6 empty] | 265.3578 | 69.3608 | [6 empty] | 48.1513 | 20.0631 | [6 empty] | 95.61 | 78.7236 | 0 | 16.8864 | 0 | 0 | 21.2812 |  |  |  | 0 |  | 18.5106 | 0 | 0 | 2.7706 | 0 | 0 | 0 | 0 | 0 | 2.7706 | 0 | 2.7706 |  | 11.4168 | 658.4743
| + | Non-ferrous metal industry |  |  | B_101810 | 1688.8077 | 0 | 0 | 0 | 0 | 0 | 0 | 0 | 0 | 0 | 0 | 0 | 0 | 0 | 0 | 31.8859 | [7 empty] | 22.0216 | [6 empty] | 8.1924 | 0 |  |  |  | 1.6719 |  |  | 41.3203 | 41.3203 | 0 | 0 | 0 | 0 | 0.3105 |  |  |  | 0 |  | 0.3105 | 0 | 0 | 0 | 0 | 0 | 0 | 0 | 0 | 0 | 0 | 0 |  | 0.76431 | 1614.5266
| + | Non-metallic Minerals (Glass, pottery & building mat. Industry) |  |  | B_101820 | 302.976 | 86.7249 | 0 | 0 | 76.5023 | 0 | 0 | 0 | 10.2226 | 0 | 0 | 0 | 0 | 0 | 0 | 73.8512 | [7 empty] | 42.9445 | [6 empty] | 22.5471 | 0 |  |  |  | 8.3596 |  |  | 32.4114 | 27.5867 | 0 | 4.8247 | 0 | 0 | 21.9738 |  |  |  | 0 |  | 5.0635 | 0 | 0 | 16.9103 | 0 | 0 | 0 | 0 | 0 | 16.9103 | 0 | 16.9103 |  | 0.69265 | 70.4118
| + | Transport Equipment |  |  | B_101846 | 54.2897 | 0 | 0 | 0 | 0 | 0 | 0 | 0 | 0 | 0 | 0 | 0 | 0 | 0 | 0 | 8.5029 | [7 empty] | 4.3948 | [6 empty] | 4.1081 | 0 | [6 empty] | 0.78819 | 0.78819 | 0 | 0 | 0 | 0 | 0.071654 |  |  |  | 0 |  | 0.071654 | 0 | 0 | 0 | 0 | 0 | 0 | 0 | 0 | 0 | 0 | 0 |  | 3.2244 | 41.7025
| + | Machinery |  |  | B_101847 | 109.8213 | 0 | 0 | 0 | 0 | 0 | 0 | 0 | 0 | 0 | 0 | 0 | 0 | 0 | 0 | 14.4979 | [7 empty] | 2.1974 | [6 empty] | 12.3006 | 0 | [6 empty] | 4.0365 | 4.0365 | 0 | 0 | 0 | 0 | 0.071654 |  |  |  | 0 |  | 0.071654 | 0 | 0 | 0 | 0 | 0 | 0 | 0 | 0 | 0 | 0 | 0 |  | 3.941 | 87.2743
| + | Mining and Quarrying |  |  | B_101825 | 126.8749 | 0 | 0 | 0 | 0 | 0 | 0 | 0 | 0 | 0 | 0 | 0 | 0 | 0 | 0 | 70.8417 | [7 empty] | 2.1974 | [6 empty] | 68.6443 | 0 | [6 empty] | 3.8454 | 3.8454 | 0 | 0 | 0 | 0 | 0.57323 |  |  |  | 0 |  | 0.57323 | 0 | 0 | 0 | 0 | 0 | 0 | 0 | 0 | 0 | 0 | 0 |  | 0.095538 | 51.4952
| + | Food and Tabasco |  |  | B_101830 | 353.5636 | 0 | 0 | 0 | 0 | 0 | 0 | 0 | 0 | 0 | 0 | 0 | 0 | 0 | 0 | 78.222 | [7 empty] | 19.8242 | [6 empty] | 58.3978 | 0 | [6 empty] | 37.7615 | 37.7615 | 0 | 0 | 0 | 0 | 5.5651 |  |  |  | 0 |  | 3.5349 | 0 | 0 | 2.0302 | 0 | 0 | 0 | 0 | 0 | 2.0302 | 0 | 2.0302 |  | 5.4696 | 224.5151
| + | Paper, Pulp and Print |  |  | B_101840 | 773.9324 | 0 | 0 | 0 | 0 | 0 | 0 | 0 | 0 | 0 | 0 | 0 | 0 | 0 | 0 | 61.9327 | [7 empty] | 4.3948 | [6 empty] | 3.0811 | 54.4569 | [6 empty] | 2.484 | 2.484 | 0 | 0 | 0 | 0 | 319.4564 |  |  |  | 0 |  | 319.4564 | 0 | 0 | 0 | 0 | 0 | 0 | 0 | 0 | 0 | 0 | 0 |  | 0.21496 | 389.8443
| + | Wood and Wood Products |  |  | B_101851 | 159.6685 | 0 | 0 | 0 | 0 | 0 | 0 | 0 | 0 | 0 | 0 | 0 | 0 | 0 | 0 | 9.2911 | [7 empty] | 1.0987 | [6 empty] | 8.1924 | 0 | [6 empty] | 7.0698 | 7.0698 | 0 | 0 | 0 | 0 | 80.2522 |  |  |  | 0 |  | 80.2522 | 0 | 0 | 0 | 0 | 0 | 0 | 0 | 0 | 0 | 0 | 0 |  | 7.1654 | 55.8899
| + | Construction |  |  | B_101852 | 265.0712 | 0 | 0 | 0 | 0 | 0 | 0 | 0 | 0 | 0 | 0 | 0 | 0 | 0 | 0 | 156.1097 | [7 empty] | 19.8242 | [6 empty] | 136.2855 | 0 | [6 empty] | 0.57323 | 0.57323 | 0 | 0 | 0 | 0 | 4.1798 |  |  |  | 0 |  | 4.1798 | 0 | 0 | 0 | 0 | 0 | 0 | 0 | 0 | 0 | 0 | 0 |  | 0 | 104.2085
| + | Textile and Leather |  |  | B_101835 | 8.5746 | 0 | 0 | 0 | 0 | 0 | 0 | 0 | 0 | 0 | 0 | 0 | 0 | 0 | 0 | 1.027 | [14 empty] | 1.027 | 0 | [6 empty] | 0.42992 | 0.42992 | 0 | 0 | 0 | 0 | 0 |  |  |  | 0 |  | 0 | 0 | 0 | 0 | 0 | 0 | 0 | 0 | 0 | 0 | 0 | 0 |  | 0.071654 | 7.046
| + | Non-specified (Industry) |  |  | B_101853 | 57.2275 | 0 | 0 | 0 | 0 | 0 | 0 | 0 | 0 | 0 | 0 | 0 | 0 | 0 | 0 | 12.3722 | [7 empty] | 1.0987 | [6 empty] | 11.2735 | 0 | [6 empty] | 4.0604 | 4.0604 | 0 | 0 | 0 | 0 | 2.3168 |  |  |  | 0 |  | 2.3168 | 0 | 0 | 0 | 0 | 0 | 0 | 0 | 0 | 0 | 0 | 0 |  | 0.47769 | 38.0004
+ | Transport |  |  |  | B_101900 | 5149.6131 | 0 | 0 | 0 | 0 | 0 | 0 | 0 | 0 | 0 | 0 | 0 | 0 | 0 | 0 | 4916.81 | [7 empty] | 2.1974 | 1132.4639 | 2.1018 |  | 771.3051 |  |  | 2957.1272 | 51.5907 | [6 empty] | 57.7768 | 57.7768 | 0 | 0 | 0 | 0 | 115.7686 |  |  |  | 0 |  | 0 | 0 | 0.64488 | 0 | 7.6908 | 105.4743 | 0 | 1.9824 | 0 | 0 | 0 | 0 |  |  | 59.2338
| + | Rail |  |  | B_101910 | 71.1044 | 0 | 0 | 0 | 0 | 0 | 0 | 0 | 0 | 0 | 0 | 0 | 0 | 0 | 0 | 12.3006 | [14 empty] | 12.3006 | 0 | [6 empty] | 0 |  | 0 | 0 | 0 | 0 | 0 |  |  |  | 0 |  | 0 | 0 | 0 | 0 | 0 | 0 | 0 | 0 | 0 | 0 | 0 | 0 |  |  | 58.8039
| + | Road |  |  | B_101920 | 3427.9163 | [14 empty] | 3307.1081 | [7 empty] | 2.1974 | 1090.642 | [5 empty] | 2214.2687 | 0 | [6 empty] | 4.5858 | 4.5858 |  |  |  |  | 115.7686 |  |  |  | 0 |  | 0 | 0 | 0.64488 | 0 | 7.6908 | 105.4743 | 0 | 1.9824 | 0 | 0 | 0 | 0 |  |  | 0.42992
| + | International aviation |  |  | B_101931 | 424.1664 | [14 empty] | 424.1664 | [11 empty] | 424.1664 |  |  |  | 0
| + | Domestic aviation |  |  | B_101932 | 349.2405 | [14 empty] | 349.2405 | [9 empty] | 2.1018 |  | 347.1386 |  |  |  | 0
| + | Domestic Navigation |  |  | B_101940 | 823.9945 | 0 | 0 | 0 | 0 | 0 | 0 | 0 | 0 | 0 | 0 | 0 | 0 | 0 | 0 | 823.9945 | [8 empty] | 41.8219 | [5 empty] | 730.5818 | 51.5907 | [6 empty] | 0 |  | 0 | 0 | 0 | 0 | 0 |  |  |  | 0 |  | 0 | 0 | 0 | 0 | 0 | 0 | 0 | 0 | 0 | 0 | 0 | 0
| + | Pipeline transport |  |  | B_101945 | 0 | [14 empty] | 0 | [15 empty] | 0 | [6 empty] | 0 | 0 | [24 empty] | 0
| + | Non-specified (Transport) |  |  | B_101950 | 53.2149 | 0 | 0 | 0 | 0 | 0 | 0 | 0 | 0 | 0 | 0 | 0 | 0 | 0 | 0 | 0 | [15 empty] | 0 | [6 empty] | 53.2149 | 53.2149 | 0 | 0 | 0 | 0 | 0 |  |  |  | 0 |  | 0 | 0 | 0 | 0 | 0 | 0 | 0 | 0 | 0 | 0 | 0 | 0 |  |  | 0
+ | Other Sectors |  |  |  | B_102000 | 7443.3935 | 0 | 0 | 0 | 0 | 0 | 0 | 0 | 0 | 0 | 0 | 0 | 0 | 0 | 0 | 1052.3073 | [7 empty] | 27.515 | 23.598 |  |  | 31.8382 | 49.4172 |  | 917.0727 | 2.8662 | [6 empty] | 35.7552 | 35.7552 | 0 | 0 | 0 | 0 | 665.9501 |  |  |  | 0 |  | 654.6766 | 0 | 11.2735 | 0 | 0 | 0 | 0 | 0 | 0 | 0 | 0 | 0 |  | 301.8534 | 5387.5275
| + | Services |  |  | B_102035 | 2614.5983 | 0 | 0 | 0 | 0 | 0 | 0 | 0 | 0 | 0 | 0 | 0 | 0 | 0 | 0 | 214.6269 | [7 empty] | 8.8134 |  |  |  |  | 3.0811 |  | 200.8216 | 1.9108 | [6 empty] | 18.2478 | 18.2478 | 0 | 0 | 0 | 0 | 33.2235 |  |  |  | 0 |  | 21.9499 | 0 | 11.2735 | 0 | 0 | 0 | 0 | 0 | 0 | 0 | 0 | 0 |  | 233.7824 | 2114.6938
| + | Residential |  |  | B_102010 | 3951.156 | 0 | 0 | 0 | 0 | 0 | 0 | 0 | 0 | 0 | 0 | 0 | 0 | 0 | 0 | 151.5 | [7 empty] | 13.2082 | 17.1491 |  |  |  | 46.3361 |  | 74.8065 | 0 | [6 empty] | 2.9617 | 2.9617 | 0 | 0 | 0 | 0 | 628.4513 |  |  |  | 0 |  | 628.4513 | 0 | 0 | 0 | 0 | 0 | 0 | 0 | 0 | 0 | 0 | 0 |  | 67.7367 | 3100.5064
| + | Agriculture / Forestry |  |  | B_102030 | 310.3564 | 0 | 0 | 0 | 0 | 0 | 0 | 0 | 0 | 0 | 0 | 0 | 0 | 0 | 0 | 137.6947 | [7 empty] | 5.4935 | [6 empty] | 132.1773 | 0 | [6 empty] | 13.0171 | 13.0171 | 0 | 0 | 0 | 0 | 4.2753 |  |  |  | 0 |  | 4.2753 | 0 | 0 | 0 | 0 | 0 | 0 | 0 | 0 | 0 | 0 | 0 |  | 0.33438 | 155.0349
| + | Fishing |  |  | B_102020 | 489.8252 | 0 | 0 | 0 | 0 | 0 | 0 | 0 | 0 | 0 | 0 | 0 | 0 | 0 | 0 | 472.5327 | [8 empty] | 5.3501 | [5 empty] | 466.2272 | 0.95538 | [6 empty] | 0 | 0 | 0 | 0 | 0 | 0 | 0 |  |  |  | 0 |  | 0 | 0 | 0 | 0 | 0 | 0 | 0 | 0 | 0 | 0 | 0 | 0 |  | 0 | 17.2924
| + | Non-specified (Other) |  |  | B_102040 | 77.4577 | 0 | 0 | 0 | 0 | 0 | 0 | 0 | 0 | 0 | 0 | 0 | 0 | 0 | 0 | 75.953 | [8 empty] | 1.0748 |  |  | 31.8382 |  |  | 43.04 | 0 | [6 empty] | 1.5047 | 1.5047 | 0 | 0 | 0 | 0 | 0 |  |  |  | 0 |  | 0 | 0 | 0 | 0 | 0 | 0 | 0 | 0 | 0 | 0 | 0 | 0 |  | 0 | 0
Statistical differences |  |  |  |  | B_102200 | 1619.3991 | 101.4856 | 0 | 0 | 43.6133 | 0 | 0 | 0 | 57.8724 | 0 | 0 | 0 | 0 | 0 | 0 | 1624.7253 | -23.598 | 0 | 48.4857 | 0 |  | -46.4316 | 408.4981 | -63.8674 | 39.6723 | 35.6597 | 0 | -282.4353 | 516.767 | 1401.8821 | -116.8434 | -288.5258 | 0 | 5.0158 | -4.6575 | 14.2113 | 0 | -19.1077 | -103.9218 | -103.9218 | 0 | 0 | 0 | 0 | 0.19108 | 0 | 0 | 0 | 0 | 0 | 0 | 0 | 0 | 0 | 0.3105 | -0.11942 | 0 | 0 | 0 | 0 | 0 | 0 | 0 | 0 | -3.105
Memo item:
|  | Liquid biofuels blended in gasoline/diesel |  |  | B_101014 | [54 empty] | 8.0013 | 105.3549

## Eurostat_EB-2012
[6 empty] | 0000 | 2000 | 2115 | 2116 | 2117 | 2118 | 2210 | 2112 | 2121 | 2122 | 2130 | 2230 | 2310 | 2330 | 2410 | 3000 | 3105 | 3106 | 3191 | 3192 | 3193 | 3214 | 3215 | 3220 | 3234 | 3235 | 3246 | 3247 | 3244 | 3250 | 3260 | 3270A | 3281 | 3282 | 3283 | 3285 | 3286 | 3295 | 4000 | 4100 | 4210 | 4220 | 4230 | 4240 | 5500 | 5510 | 5520 | 5535 | 5532 | 5534 | 5541 | 5544 | 5542 | 55431 | 5546 | 5547 | 5549 | 5548 | 5550 | 7200 | 7100 | 55432 | 5100 | 5200 | 6000
ktoe |  |  |  | Norway | 2012 | Total all products | Solid fuels | Anthracite | Coking coal | Other bituminous coal | Sub-bituminous coal | Lignite / Brown Coal | Patent Fuels | Coke oven coke | Gas coke | Coal tar | BKB | Peat | Peat products | Oil shale & oil sands | Oil (total) | Crude oil | Natural Gas Liguids | Refinery Feedstocks | Additives / Oxygenates | Other Hydrocarb. (w/o bio) | Refinery gas | Ethane | LPG | Motor Gasoline (w/o bio) | Aviation Gasoline | Gasoline Type Jet Fuel | Kerosene Type Jet Fuel | Other Kerosene | Naphtha | Gas/Diesel Oil (w/o bio) | Fuel Oil | White spirit and SBP | Lubricants | Bitumen | Petroleum Coke | Paraffin Waxes | Other Products | Gas | Natural gas | Coke oven gas | Blast furnace gas | Gasworks gas | Other recovered gas | Total Renewables | Hydro power | Wind power | Tide, wave and ocean | Solar thermal | Solar PV | Solid biomass | Charcoal | Biogas (all) | Municipal wastes (renew.) | Bio gasoline | Biodiesel | Bio jet kerosene | Other liquid biofuels | Geo-thermal | Wastes (non ren.) | Industrial wastes | Municial wastes (non-ren.) | Nuclear heat | Derived heat | Electricity
+ | Primary production |  |  |  | B_100100 | 202948.4571 | 824.8543 | 0 | 0 | 824.8543 | 0 | 0 | [5 empty] | 0 |  | 0 | 87424.3814 | 77825.0454 | 9500 |  | 99.3121 | [18 empty] | 100770.0631 | 100770.0631 |  |  |  |  | 13742.2614 | 12187.4463 | 133.1088 | 0 | 0 | 0 | 1150.8312 |  | 28.351 | 179.8748 | 0 | 62.6493 | 0 | 0 | 0 | 186.9208 | 7.046 | 179.8748 | 0
+ | Primary production receipt |  |  |  | B_100110 | 0 | [14 empty] | 0 | [15 empty] | 0
+ | From other sources (Recovered products) |  |  |  | B_100200 | 0 | 0 | 0 | 0 | 0 | 0 | 0 | 0 | 0 | 0 | 0 | 0 | 0 | 0 | 0 | 0 |  |  |  | 0 | [18 empty] | 0 | 0 |  |  | 0 | 0
| + | of which From Oil Products |  |  | B_150201 | 0 | 0 | [5 empty] | 0 | 0 | 0 | 0 | 0 |  | 0 | 0 | [23 empty] | 0 | 0 | 0 | 0 | 0 | 0
| + | of which From Natural Gas |  |  | B_150202 | 0 | 0 | [5 empty] | 0 | 0 | 0 | 0 | 0 |  | 0 | 0 | [23 empty] | 0 |  | 0 | 0 | 0 | 0
| + | of which From Renewables |  |  | B_150203 | 0 | 0 | [5 empty] | 0 | 0 | 0 | 0 | 0 |  | 0 | 0 | 0 |  |  |  | 0 | [18 empty] | 0 | 0 | 0 | 0 | 0 | 0
| + | of which From Coal |  |  | B_150204 | 0 | [37 empty] | 0 | 0
+ | Recycled products |  |  |  | B_100210 | 0 | [14 empty] | 0 | [15 empty] | 0
+ | Imports |  |  |  | B_100300 | 6956.2195 | 804.5046 | 0 | 0 | 485.2393 | 0 | 0 | 0 | 319.2414 | 0 | 0 | 0 | 0 | 0 | 0 | 5625.1791 | 1358.0539 | [5 empty] | 61.67 | 201.4904 | 185.5833 |  |  | 356.1909 | 10.2943 | 53.4776 | 1514.283 | 1148.3711 | 13.5426 | 37.1167 | 358.6271 | 315.9931 |  | 10.5092 | 0 | 0 |  |  |  |  | 166.2845 |  |  |  | 0 |  | 33.6773 | 0 | 0 | 0 | 9.1478 | 120.5455 | 0 | 2.89 | 0 | 0 | 0 | 0 |  | 0 | 360.2752
+ | Stock changes |  |  |  | B_100400 | -227.5007 | 44.903 | 0 | 0 | 50.3487 | 0 | 0 | 0 | -5.4457 | 0 | 0 | 0 | 0 | 0 | 0 | -289.3379 | -101.1751 | [5 empty] | 2.1974 | -49.5366 | -23.0725 |  |  | 19.5615 |  | -48.223 | -90.5942 | 14.3308 | 2.078 | 1.0032 |  | -15.8833 |  |  | 16.9342 | 16.9342 | 0 | 0 | 0 | 0 | 0 | [5 empty] | 0 | 0 | 0 | 0 | 0 | 0 | 0 | 0 |  | 0 | 0 | 0
- | Exports |  |  |  | B_100500 | 179279.2347 | 855.7371 | 0 | 0 | 854.3757 | 0 | 0 | 0 | 1.3614 | 0 | 0 | 0 | 0 | 0 | 0 | 80259.7927 | 64733.6868 | [5 empty] | 405.2021 | 5204.8104 | 2551.0891 |  |  | 100.8885 | 255.3024 | 2585.674 | 2598.2612 | 1584.9814 |  |  |  | 19.2271 |  | 220.6936 | 96189.2854 | 96189.2854 |  |  |  |  | 82.2108 |  |  |  | 0 |  | 19.5615 | 0 | 0 | 0 | 0 | 62.6493 | 0 | 0 | 0 | 0 | 0 | 0 |  | 0 | 1892.185
- | Bunkers |  |  |  | B_100800 | 326.2396 | 0 | 0 | 0 | 0 | 0 | 0 | 0 | 0 | 0 | 0 | 0 | 0 | 0 | 0 | 326.2396 | [14 empty] | 152.3598 | 173.8798 | [6 empty] | 0 | 0
- | Direct use |  |  |  | B_100112
Gross inland consumption |  |  |  |  | B_100900 | 30071.7254 | 818.501 | 0 | 0 | 506.0428 | 0 | 0 | 0 | 312.4582 | 0 | 0 | 0 | 0 | 0 | 0 | 12174.1903 | 14348.2373 | 9500 |  | 99.3121 |  |  | -341.3347 | -5052.8566 | -2388.5545 |  |  | 274.8639 | -245.0081 | -2580.4433 | -1326.9323 | -596.1594 | 15.6205 | 38.1198 | 358.6271 | 280.8828 |  | -210.1844 | 4597.7119 | 4597.7119 | 0 | 0 | 0 | 0 | 13826.3113 | 12187.4463 | 133.1088 | 0 | 0 | 0 | 1164.947 | 0 | 28.351 | 179.8748 | 9.1478 | 120.5455 | 0 | 2.89 | 0 | 186.9208 | 7.046 | 179.8748 | 0 | 0 | -1531.9098
Transformation input |  |  |  |  | B_101000 | 16709.7545 | 104.1607 | 0 | 0 | 14.7607 | 0 | 0 | 0 | 89.4 | 0 | 0 | 0 | 0 | 0 | 0 | 15560.3564 | 14223.2254 |  | 1202.2786 | 99.3121 |  | 9.2911 |  | 7.7147 | [6 empty] | 18.5344 | 0 | [6 empty] | 427.1281 | 411.0777 | 0 | 16.0504 | 0 | 0 | 322.2509 |  |  |  | 0 |  | 156.6829 | 0 | 5.5412 | 160.0268 | 0 | 0 | 0 | 0 | 0 | 167.0727 | 7.046 | 160.0268 | 0 | 48.223 | 80.5627
+ | Conventional Thermal Power Stations |  |  |  | B_101001 | 746.6562 | 14.7607 | 0 | 0 | 14.7607 | 0 | 0 | 0 | 0 | 0 | 0 | 0 | 0 | 0 | 0 | 4.1081 | [14 empty] | 4.1081 | 0 | [6 empty] | 411.4121 | 395.696 | 0 | 15.7161 | 0 | 0 | 147.6306 |  |  |  | 0 |  | 32.2442 |  | 1.9347 | 113.4518 | 0 | 0 | 0 | 0 | 0 | 120.4978 | 7.046 | 113.4518 |  | 48.223
| + | Main Activity Producer Conventional Thermal Power Stations |  |  | B_101021 | 259.315 | 14.7607 | 0 | 0 | 14.7607 | 0 | 0 | 0 | 0 | 0 | 0 | 0 | 0 | 0 | 0 | 0 | [15 empty] | 0 | [6 empty] | 15.7161 | 0 | 0 | 15.7161 | 0 | 0 | 115.3865 |  |  |  | 0 |  | 0 |  | 1.9347 | 113.4518 | 0 | 0 | 0 | 0 | 0 | 113.4518 | 0 | 113.4518
|  | + | Main Activity Producer Electricity Plants |  | B_101031 | 17.0297 | 0 | 0 | 0 | 0 | 0 | 0 | 0 | 0 | 0 | 0 | 0 | 0 | 0 | 0 | 0 | [15 empty] | 0 | [6 empty] | 15.7161 | 0 | 0 | 15.7161 | 0 | 0 | 1.3137 |  |  |  | 0 |  | 0 |  | 1.3137 | 0 | 0 | 0 | 0 | 0 | 0 | 0 | 0 | 0
|  | + | Main Activity Producer CHP Plants |  | B_101032 | 242.2853 | 14.7607 | 0 | 0 | 14.7607 | 0 | 0 | 0 | 0 | 0 | 0 | 0 | 0 | 0 | 0 | 0 | [15 empty] | 0 | [6 empty] | 0 | 0 | 0 | 0 | 0 | 0 | 114.0728 |  |  |  | 0 |  | 0 |  | 0.621 | 113.4518 | 0 | 0 | 0 | 0 | 0 | 113.4518 | 0 | 113.4518
| + | Autoproducer Conventional Thermal Power Stations |  |  | B_101022 | 439.1182 | 0 | 0 | 0 | 0 | 0 | 0 | 0 | 0 | 0 | 0 | 0 | 0 | 0 | 0 | 4.1081 | [14 empty] | 4.1081 | 0 | [6 empty] | 395.696 | 395.696 | 0 | 0 | 0 | 0 | 32.2442 |  |  |  | 0 |  | 32.2442 |  | 0 | 0 | 0 | 0 | 0 | 0 | 0 | 7.046 | 7.046 | 0
|  | + | Autoproducer Electricity Plants |  | B_101034 | 439.1182 | 0 | 0 | 0 | 0 | 0 | 0 | 0 | 0 | 0 | 0 | 0 | 0 | 0 | 0 | 4.1081 | [14 empty] | 4.1081 | 0 | [6 empty] | 395.696 | 395.696 | 0 | 0 | 0 | 0 | 32.2442 |  |  |  | 0 |  | 32.2442 |  | 0 | 0 | 0 | 0 | 0 | 0 | 0 | 7.046 | 7.046 | 0
|  | + | Autoproducer CHP Plants |  | B_101035 | 0 | 0 | 0 | 0 | 0 | 0 | 0 | 0 | 0 | 0 | 0 | 0 | 0 | 0 | 0 | 0 | [15 empty] | 0 | [6 empty] | 0 | 0 | 0 | 0 | 0 | 0 | 0 |  |  |  | 0 |  | 0 |  | 0 | 0 | 0 | 0 | 0 | 0 | 0 | 0 | 0 | 0
| + | Used for electricity generation |  |  | B_101017 | 48.223 | [62 empty] | 48.223
+ | Nuclear Power Stations |  |  |  | B_101002 | 0 | [61 empty] | 0
+ | Coke-ovens |  |  |  | B_101004 | 0 | 0 | 0 | 0 | 0 | 0 | 0 | 0 | 0 | 0 | 0 | 0 | 0 | 0 | 0 | 0 | [15 empty] | 0 | [6 empty] | 0 | 0 | 0 | 0 | 0 | 0
+ | Blast-furnaces |  |  |  | B_101006 | 89.4 | 89.4 | [6 empty] | 89.4
+ | Gas works |  |  |  | B_101007 | 0 | 0 | 0 | 0 | 0 | 0 | 0 | 0 | 0 | 0 | 0 | 0 | 0 | 0 | 0 | 0 | [15 empty] | 0 | [6 empty] | 0 | 0 | 0 | 0 | 0 | 0 | 0 | [7 empty] | 0 |  | 0 | 0 | 0 | 0
+ | Refineries |  |  |  | B_101008 | 15524.84 | [14 empty] | 15524.84 | 14223.2254 |  | 1202.2786 | 99.3121
+ | District heating plants |  |  |  | B_101009 | 348.8822 | 0 | 0 | 0 | 0 | 0 | 0 | 0 | 0 | 0 | 0 | 0 | 0 | 0 | 0 | 31.4082 | [5 empty] | 9.2911 |  | 7.7147 | [6 empty] | 14.4024 | 0 | [6 empty] | 15.7161 | 15.3817 | 0 | 0.33438 | 0 | 0 | 174.6202 |  |  |  | 0 |  | 124.4387 |  | 3.6066 | 46.5749 | 0 | 0 | 0 | 0 | 0 | 46.5749 | 0 | 46.5749 |  |  | 80.5627
| + | Main Activity Producer Heat Only Plants |  |  | B_101038 | 268.2956 | 0 | 0 | 0 | 0 | 0 | 0 | 0 | 0 | 0 | 0 | 0 | 0 | 0 | 0 | 31.4082 | [5 empty] | 9.2911 |  | 7.7147 | [6 empty] | 14.4024 | 0 | [6 empty] | 15.7161 | 15.3817 | 0 | 0.33438 | 0 | 0 | 174.6202 |  |  |  | 0 |  | 124.4387 |  | 3.6066 | 46.5749 | 0 | 0 | 0 | 0 | 0 | 46.5749 | 0 | 46.5749
| + | Autoproducer Heat Only Plants |  |  | B_101039 | 0 | 0 | 0 | 0 | 0 | 0 | 0 | 0 | 0 | 0 | 0 | 0 | 0 | 0 | 0 | 0 | [15 empty] | 0 | [6 empty] | 0 | 0 | 0 | 0 | 0 | 0 | 0 |  |  |  | 0 |  | 0 |  | 0 | 0 | 0 | 0 | 0 | 0 | 0 | 0 | 0 | 0
| + | Used for heat pumps |  |  | B_101322 | 14.5218 | [63 empty] | 14.5218
| + | Used for electric boilers |  |  | B_101323 | 66.0409 | [63 empty] | 66.0409
+ | Patent fuel plants |  |  |  | B_101010 | 0 | 0 | 0 | 0 | 0 | 0 | 0 | 0 | 0 | 0 | 0 | 0 | 0 | 0 | 0 | 0 | [15 empty] | 0 | [6 empty] | 0 |  | 0 | 0 | 0 | 0 | 0 | [9 empty] | 0 | 0 | 0 | 0 |  | 0 | 0
+ | BKB / PB Plants |  |  |  | B_101011 | 0 | 0 | 0 | 0 | 0 | 0 | 0 | 0 | 0 | 0 | 0 | 0 | 0 | 0 | 0 | [23 empty] | 0 |  | 0 | 0 | 0 | 0 | 0 | [5 empty] | 0 | 0 |  | 0 | 0 | 0 | 0 | 0 |  | 0 | 0 | 0
+ | Coal Liquefaction Plants |  |  |  | B_101012 | 0 | 0 | 0 | 0 | 0 | 0 | 0 | 0 | 0 | 0 | 0 | 0 | 0 | 0 | 0 | [23 empty] | 0 |  | 0 | 0 | 0 | 0
+ | For Blended Natural Gas |  |  |  | B_101013 | 0 | [14 empty] | 0 | [15 empty] | 0 | [6 empty] | 0 |  | 0 | 0 | 0 | 0 | 0 | [7 empty] | 0 |  | 0 | 0 | 0
+ | Charcoal production plants (transformation) |  |  |  | B_101015 | 0 | [43 empty] | 0 | [5 empty] | 0 |  |  |  | 0 | 0 | 0 | 0
+ | Gas-to-Liquids (GTL) Plants (transformation) |  |  |  | B_101016 | 0 | [37 empty] | 0 | 0
+ | Non-specified Transformation Input |  |  |  | B_101020 | 0 | 0 | 0 | 0 | 0 | 0 | 0 | 0 | 0 | 0 | 0 | 0 | 0 | 0 | 0 | 0 | [15 empty] | 0 | [6 empty] | 0 | 0 | 0 | 0 | 0 | 0 | 0 |  |  |  | 0 |  | 0 | 0 | 0 | 0 | 0 | 0 | 0 | 0 | 0 | 0 | 0 | 0
Transformation output |  |  |  |  | B_101100 | 16401.9538 | 0 | [5 empty] | 0 | 0 | 0 | 0 | 0 |  | 0 |  | 15502.8662 | [5 empty] | 421.3719 |  | 475.6616 | 3861.756 |  |  | 515.7399 | 229.5548 | 2006.9026 | 6342.2901 | 1520.0153 |  |  |  | 129.5739 |  |  | 89.4 |  | 0 | 89.4 | 0 | 0 | 0 | [6 empty] | 0 | [11 empty] | 521.1379 | 288.5736
+ | Conventional Thermal Power Stations |  |  |  | B_101101 | 492.3808 | [62 empty] | 203.8072 | 288.5736
| + | Main Activity Producer Conventional Thermal Power Stations |  |  | B_101121 | 243.0974 | [62 empty] | 203.8072 | 39.2901
|  | + | El. Gen. Main activity electricity only - Geothermal |  | 15_107038 | 0 | [63 empty] | 0
|  | + | El. Gen. Main activity electricity only - Combustible Fuels |  | 15_107048 | 12.0378 | [63 empty] | 12.0378
|  | + | El. Gen. Main activity electricity only - Other Sources |  | 15_107054 | 0 | [63 empty] | 0
|  | + | El. Gen. Main activity electricity only - Solar Thermal |  | 14_1070422 | 0 | [63 empty] | 0
|  | + | El. Gen. Main activity CHP plants - Geothermal |  | 15_107039 | 0 | [63 empty] | 0
|  | + | El. Gen. Main activity CHP plants - Combustible Fuels |  | 15_107049 | 27.2523 | [63 empty] | 27.2523
|  | + | El. Gen. Main activity CHP plants - Other Sources |  | 15_107055 | 0 | [63 empty] | 0
|  | + | El. Gen. Main activity CHP plants - Solar Thermal |  | 14_1070423 | 0 | [63 empty] | 0
|  | + | Heat Prod. Main activity CHP plants - Geothermal |  | 15_107064 | 0 | [62 empty] | 0
|  | + | Heat Prod. Main activity CHP plants - Combustible Fuels |  | 15_107072 | 202.5413 | [62 empty] | 202.5413
|  | + | Heat Prod. Main activity CHP plants - Heat Pumps |  | 15_107076 | 0.85985 | [62 empty] | 0.85985
|  | + | Heat Prod. Main activity CHP plants - Electric Boilers |  | 15_107080 | 0.40604 | [62 empty] | 0.40604
|  | + | Heat Prod. Main activity CHP plants - Other Sources |  | 15_107086 | 0 | [62 empty] | 0
|  | + | Heat Prod. Main activity CHP plants - Solar Thermal |  | 14_1070681 | 0 | [62 empty] | 0
| + | Autoproducer Conventional Thermal Power Stations |  |  | B_101122 | 249.2596 | [62 empty] | 0 | 249.2596
|  | + | El. Gen. Autoproducer electricity only - Geothermal |  | 15_107040 | 0 | [63 empty] | 0
|  | + | El. Gen. Autoproducer electricity only - Combustible Fuels |  | 15_107050 | 249.0924 | [63 empty] | 249.0924
|  | + | El. Gen. Autoproducer electricity only - Heat from Chemical Sources |  | 15_107052 | 0.16719 | [63 empty] | 0.16719
|  | + | El. Gen. Autoproducer electricity only - Other Sources |  | 15_107056 | 0 | [63 empty] | 0
|  | + | El. Gen. Autoproducer electricity only - Solar Thermal |  | 14_1070432 | 0 | [63 empty] | 0
|  | + | El. Gen. Autoproducer CHP plants - Geothermal |  | 15_107041 | 0 | [63 empty] | 0
|  | + | El. Gen. Autoproducer CHP plants - Combustible Fuels |  | 15_107051 | 0 | [63 empty] | 0
|  | + | El. Gen. Autoproducer CHP plants - Heat from Chemical Sources |  | 15_107053 | 0 | [63 empty] | 0
|  | + | El. Gen. Autoproducer CHP plants - Other Sources |  | 15_107057 | 0 | [63 empty] | 0
|  | + | El. Gen. Autoproducer CHP plants - Solar Thermal |  | 14_1070433 | 0 | [63 empty] | 0
|  | + | Heat Prod. Autoproducer CHP plants - Geothermal |  | 15_107066 | 0 | [62 empty] | 0
|  | + | Heat Prod. Autoproducer CHP plants - Combustible Fuels |  | 15_107074 | 0 | [62 empty] | 0
|  | + | Heat Prod. Autoproducer CHP plants - Heat Pumps |  | 15_107078 | 0 | [62 empty] | 0
|  | + | Heat Prod. Autoproducer CHP plants - Electric Boilers |  | 15_107082 | 0 | [62 empty] | 0
|  | + | Heat Prod. Autoproducer CHP plants - Heat from Chemical Sources |  | 15_107084 | 0 | [62 empty] | 0
|  | + | Heat Prod. Autoproducer CHP plants - Other Sources |  | 15_107088 | 0 | [62 empty] | 0
|  | + | Heat Prod. Autoproducer CHP plants - Solar Thermal |  | 14_1070701 | 0 | [62 empty] | 0
+ | Nuclear power stations |  |  |  | B_101102 | 0 | [62 empty] | 0 | 0
| + | El. Gen. Main Activity electricity only - Nuclear |  |  | 15_107030 | 0 | [63 empty] | 0
| + | El. Gen. Main Activity CHP plants - Nuclear |  |  | 15_107031 | 0 | [63 empty] | 0
| + | El. Gen. Autoproducer electricity only - Nuclear |  |  | 15_107032 | 0 | [63 empty] | 0
| + | El. Gen. Autoproducer CHP plants - Nuclear |  |  | 15_107033 | 0 | [63 empty] | 0
| + | Heat Prod. Main Activity CHP plants - Nuclear |  |  | 15_107060 | 0 | [62 empty] | 0
| + | Heat Prod. Autoproducer CHP plants - Nuclear |  |  | 15_107062 | 0 | [62 empty] | 0
+ | Coke-ovens |  |  |  | B_101104 | 0 | 0 | [6 empty] | 0 |  | 0 | [27 empty] | 0 |  | 0
+ | Blast-furnaces |  |  |  | B_101106 | 89.4 | [37 empty] | 89.4 |  |  | 89.4 |  | 0
+ | Gas works |  |  |  | B_101107 | 0 | 0 | [7 empty] | 0 | [28 empty] | 0 |  |  |  | 0
+ | Refineries |  |  |  | B_101108 | 15502.8662 | [14 empty] | 15502.8662 | [5 empty] | 421.3719 |  | 475.6616 | 3861.756 |  |  | 515.7399 | 229.5548 | 2006.9026 | 6342.2901 | 1520.0153 |  |  |  | 129.5739
+ | Patent Fuel Plants |  |  |  | B_101110 | 0 | 0 | [5 empty] | 0
+ | BKB / PB Plants |  |  |  | B_101111 | 0 | 0 | [9 empty] | 0 |  | 0
+ | Charcoal production plants |  |  |  | B_101115 | 0 | [43 empty] | 0 | [6 empty] | 0
+ | District Heating Plants |  |  |  | B_101109 | 317.3307 | [62 empty] | 317.3307
| + | Heat Prod. Main activity heat only plants - Nuclear |  |  | 15_107061 | 0 | [62 empty] | 0
| + | Heat Prod. Main activity heat only plants - Geothermal |  |  | 15_107065 | 0 | [62 empty] | 0
| + | Heat Prod. Main activity heat only plants - Combustible Fuels |  |  | 15_107073 | 186.1326 | [62 empty] | 186.1326
| + | Heat Prod. Main activity heat only plants - Heat Pumps |  |  | 15_107077 | 36.9017 | [62 empty] | 36.9017
| + | Heat Prod. Main activity heat only plants - Electric Boilers |  |  | 15_107081 | 65.7543 | [62 empty] | 65.7543
| + | Heat Prod. Main activity heat only plants - Other Sources |  |  | 15_107087 | 17.4119 | [62 empty] | 17.4119
| + | Heat Prod. Main activity heat only plants - Solar Thermal |  |  | 14_1070691 | 0 | [62 empty] | 0
| + | Heat Prod. Autoproducer heat only plants - Nuclear |  |  | 15_107063 | 0 | [62 empty] | 0
| + | Heat Prod. Autoproducer heat only plants - Geothermal |  |  | 15_107067 | 0 | [62 empty] | 0
| + | Heat Prod. Autoproducer heat only plants - Combustible Fuels |  |  | 15_107075 | 0 | [62 empty] | 0
| + | Heat Prod. Autoproducer heat only plants - Heat Pumps |  |  | 15_107079 | 0 | [62 empty] | 0
| + | Heat Prod. Autoproducer heat only plants - Electric Boilers |  |  | 15_107083 | 0 | [62 empty] | 0
| + | Heat Prod. Autoproducer heat only plants - Heat from Chemical Sources |  |  | 15_107085 | 0.50158 | [62 empty] | 0.50158
| + | Heat Prod. Autoproducer heat only plants - Other Sources |  |  | 15_107089 | 10.6286 | [62 empty] | 10.6286
| + | Heat Prod. Autoproducer heat only plants - Solar Thermal |  |  | 14_1070711 | 0 | [62 empty] | 0
Exchanges and transfers, returns |  |  |  |  | B_101200 | 434.6279 | [14 empty] | 434.6279 | 0 | -9500 | 1245.7247 |  |  | 0 | 1486.4574 | 5805.9855 | 0 | 0 | 0 | 0 | 0 | 2536.4001 | -1.027 | -1137.8619 | -1.0509 | 0 | 0 | 0 | 0 | 0 | [6 empty] | -12320.5551 | -12187.4463 | -133.1088 | 0 |  | 0 |  |  |  |  | 0 | 0 | 0 | [7 empty] | 12320.5551
+ | Interproduct tranfers |  |  |  | B_101210 | 372.8862 | [14 empty] | 372.8862 |  | -9500 |  |  |  |  | 1504.0843 | 5832.4257 | [5 empty] | 2536.4001 |  | 0 | [12 empty] | -12320.5551 | -12187.4463 | -133.1088 | 0 |  | 0 | [14 empty] | 12320.5551
+ | Products transferred |  |  |  | B_101220 | 65.3721 | [14 empty] | 65.3721 |  |  | 1202.2786 | [12 empty] | -1136.9065
+ | Petrochemical industry (Returns from petrochem. Industry) |  |  |  | B_101230 | -3.6305 | [14 empty] | -3.6305 | 0 | 0 | 43.4461 |  |  | 0 | -17.6268 | -26.4164 | 0 | 0 | 0 | 0 | 0 | 0 | -1.027 | -0.95538 | -1.0509 | 0 | 0 | 0 | 0 | 0 | [6 empty] | 0 | [9 empty] | 0 | 0 | 0
Consumption of the energy branch |  |  |  |  | B_101300 | 5157.3039 | 0 | 0 | 0 | 0 | 0 | 0 | 0 | 0 | 0 | 0 | 0 | 0 | 0 | 0 | 848.9061 | [5 empty] | 393.4986 | [8 empty] | 221.3146 | 0 |  |  |  | 234.069 |  |  | 3605.6893 | 3605.6893 | 0 | 0 | 0 | 0 | 0 |  |  |  | 0 |  | 0 | 0 | 0 | 0 | 0 | 0 | 0 | 0 | 0 | 0 | 0 | 0 |  | 6.2339 | 696.4746
+ | Own Use in Electricity, CHP and Heat Plants |  |  |  | B_101301 | 50.2054 | 0 | 0 | 0 | 0 | 0 | 0 | 0 | 0 | 0 | 0 | 0 | 0 | 0 | 0 | 2.0541 | [14 empty] | 2.0541 | 0 | [6 empty] | 0 | 0 | 0 | 0 | 0 | 0 | 0 |  |  |  | 0 |  | 0 | 0 | 0 | 0 | 0 | 0 | 0 | 0 | 0 | 0 | 0 | 0 |  | 0 | 48.1513
+ | Pumped storage power stations balance (Pumping stations) |  |  |  | B_101302 | 39.8873 | [63 empty] | 39.8873
| + | Used for pumped storage |  |  | 17_107302 | 132.0818 | [63 empty] | 132.0818
| - | Production in pumped storage power station |  |  | 17_107301 | 92.1706 | [63 empty] | 92.1706
|  | + | El. Gen. Main Activity electricity only - Pumped Hydro |  | 15_107036 | 90.2837 | [63 empty] | 90.2837
|  | + | El. Gen. Autoproducer electricity only - Pumped Hydro |  | 15_107037 | 1.8869 | [63 empty] | 1.8869
+ | Oil and Natural Gas extraction plants |  |  |  | B_101305 | 4374.582 | [14 empty] | 214.1253 | [14 empty] | 214.1253 | 0 | [6 empty] | 3605.6893 | 3605.6893 | [23 empty] | 0 | 554.7674
+ | Oil refineries (Petroleum Refineries) |  |  |  | B_101307 | 679.9943 | 0 | 0 | 0 | 0 | 0 | 0 | 0 | 0 | 0 | 0 | 0 | 0 | 0 | 0 | 627.5676 | [5 empty] | 393.4986 | [9 empty] | 0 |  |  |  | 234.069 |  |  | 0 | 0 | 0 | 0 | 0 | 0 | 0 |  |  |  | 0 |  | 0 | 0 | 0 | 0 | 0 | 0 | 0 | 0 | 0 | 0 | 0 | 0 |  | 6.2339 | 46.1689
+ | Nuclear industry |  |  |  | B_101308 | 0 | [62 empty] | 0 | 0
+ | Coal Mines |  |  |  | B_101310 | 8.5029 | 0 | 0 | 0 | 0 | 0 | 0 | 0 | 0 | 0 | 0 | 0 | 0 | 0 | 0 | 5.1591 | [14 empty] | 5.1591 | 0 | [6 empty] | 0 | 0 | 0 | 0 | 0 | 0 | 0 |  |  |  | 0 |  | 0 | 0 | 0 | 0 | 0 | 0 | 0 | 0 | 0 | 0 | 0 | 0 |  | 0 | 3.3438
+ | Patent fuel plants |  |  |  | B_101311 | 0 | 0 | 0 | 0 | 0 | 0 | 0 | 0 | 0 | 0 | 0 | 0 | 0 | 0 | 0 | [23 empty] | 0 |  | 0 | 0 | 0 | 0 | 0 |  |  |  | 0 |  | 0 | 0 | 0 | 0 | 0 | 0 | 0 | 0 | 0 | 0 | 0 | 0 |  | 0 | 0
+ | Coke Ovens |  |  |  | B_101312 | 0 | 0 | 0 | 0 | 0 | 0 | 0 | 0 | 0 | 0 | 0 | 0 | 0 | 0 | 0 | 0 | [15 empty] | 0 | [6 empty] | 0 | 0 | 0 | 0 | 0 | 0 | 0 |  |  |  | 0 |  | 0 | 0 | 0 | 0 | 0 | 0 | 0 | 0 | 0 | 0 | 0 | 0 |  | 0 | 0
+ | BKB / PB Plants |  |  |  | B_101313 | 0 | 0 | 0 | 0 | 0 | 0 | 0 | 0 | 0 | 0 | 0 | 0 | 0 | 0 | 0 | [23 empty] | 0 |  | 0 | 0 | 0 | 0 | 0 |  |  |  | 0 |  | 0 | 0 | 0 | 0 | 0 | 0 | 0 | 0 | 0 | 0 | 0 | 0 |  | 0 | 0
+ | Gas works |  |  |  | B_101314 | 0 | 0 | 0 | 0 | 0 | 0 | 0 | 0 | 0 | 0 | 0 | 0 | 0 | 0 | 0 | 0 | [15 empty] | 0 | [6 empty] | 0 | 0 | 0 | 0 | 0 | 0 | 0 |  |  |  | 0 |  | 0 | 0 | 0 | 0 | 0 | 0 | 0 | 0 | 0 | 0 | 0 | 0 |  | 0 | 0
+ | Blast Furnaces |  |  |  | B_101315 | 0 | [43 empty] | 0 |  |  |  | 0 | [9 empty] | 0 |  |  |  |  | 0 | 0
+ | Coal Liquefaction Plants |  |  |  | B_101316 | 0 | 0 | 0 | 0 | 0 | 0 | 0 | 0 | 0 | 0 | 0 | 0 | 0 | 0 | 0 | [23 empty] | 0 |  | 0 | 0 | 0 | 0 | [19 empty] | 0 | 0
+ | Liquefaction (LNG) / regasification plants |  |  |  | B_101317 | 0 | [37 empty] | 0 | 0 | [23 empty] | 0 | 0
+ | Gasification plants for biogas |  |  |  | B_101318 | 0 | [43 empty] | 0 |  |  |  | 0 |  | 0 | 0 | 0 | 0 | 0 | 0 | 0 | 0 | 0 | 0 | 0 | 0 |  | 0 | 0
+ | Gas-to-Liquids (GTL) Plants (Energy) |  |  |  | B_101319 | 0 | [37 empty] | 0 | 0 | [23 empty] | 0 | 0
+ | Non-specified (Energy) |  |  |  | B_101320 | 4.132 | 0 | 0 | 0 | 0 | 0 | 0 | 0 | 0 | 0 | 0 | 0 | 0 | 0 | 0 | 0 | [15 empty] | 0 | [6 empty] | 0 | 0 | 0 | 0 | 0 | 0 | 0 |  |  |  | 0 |  | 0 | 0 | 0 | 0 | 0 | 0 | 0 | 0 | 0 | 0 | 0 | 0 |  | 0 | 4.132
+ | Charcoal production plants (Energy) |  |  |  | B_101321 | 0 | [43 empty] | 0 |  |  |  | 0 |  | 0 | 0 | 0 | 0 | 0 | 0 | 0 | 0 | 0 | 0 | 0 | 0 |  | 0 | 0
Distribution losses |  |  |  |  | B_101400 | 876.6361 | 0 | 0 | 0 | 0 | 0 | 0 | 0 | 0 | 0 | 0 | 0 | 0 | 0 | 0 | 0 | [15 empty] | 0 | [6 empty] | 4.9919 | 0 | 0 | 4.9919 | 0 | 0 | 0.59711 |  |  |  | 0 |  | 0 | 0 | 0.59711 | 0 | 0 | 0 | 0 | 0 | 0 | 0 | 0 | 0 |  | 88.7551 | 782.292
Available for Final Consumption |  |  |  |  | B_101500 | 24164.6365 | 714.3403 | 0 | 0 | 491.2821 | 0 | 0 | 0 | 223.0582 | 0 | 0 | 0 | 0 | 0 | 0 | 11702.4219 | 124.9881 | 0 | 43.4461 | 0 |  | 18.5822 | 1145.1228 | 1221.0996 | 1473.2015 | 0 | 0 | 790.6038 | -15.4294 | 1962.8595 | 4774.4817 | -214.0059 | 14.5696 | 38.1198 | 358.6271 | 176.3877 | 0 | -210.1844 | 649.3026 | 580.9449 | 0 | 68.3577 | 0 | 0 | 1182.9321 | 0 | 0 | 0 | 0 | 0 | 1008.2641 | 0 | 22.2127 | 19.8481 | 9.1478 | 120.5455 | 0 | 2.89 | 0 | 19.8481 | 0 | 19.8481 | 0 | 377.9259 | 9517.8896
Final non-energy consumption |  |  |  |  | B_101600 | 2270.2302 | 57.0364 | 0 | 0 | 57.0364 | 0 | 0 | 0 | 0 | 0 | 0 | 0 | 0 | 0 | 0 | 1821.5105 | 0 | 0 |  |  |  | 0 | 235.6215 | 737.7233 | 0 | 0 | 0 | 0 | 0 | 0 | 0 | 0 | 13.5426 | 37.1167 | 358.6271 | 405.4409 | 0 | 33.4384 | 391.6595 | 391.6595 | 0 | 0 | 0 | 0 | 0 | [9 empty] | 0 | 0 | 0
+ | Non-Energy Use in Transformation sector |  |  |  | B_101603 | 0 | [14 empty] | 0 | 0 | 0 |  |  |  | 0 | 0 | 0 | 0 | 0 | 0 | 0 | 0 | 0 | 0 | 0 | 0 | 0 | 0 | 0 | 0 | 0 | [6 empty] | 0 | [9 empty] | 0 | 0 | 0
+ | Non-Energy Use in Energy sector |  |  |  | B_101604 | 0 | [14 empty] | 0 | 0 | 0 |  |  |  | 0 | 0 | 0 | 0 | 0 | 0 | 0 | 0 | 0 | 0 | 0 | 0 | 0 | 0 | 0 | 0 | 0 | [6 empty] | 0 | [9 empty] | 0 | 0 | 0
+ | Non-Energy Use in Industry sector |  |  |  | B_101605 | 2213.17 | [14 empty] | 1821.5105 | 0 | 0 |  |  |  | 0 | 235.6215 | 737.7233 | 0 | 0 | 0 | 0 | 0 | 0 | 0 | 0 | 13.5426 | 37.1167 | 358.6271 | 405.4409 | 0 | 33.4384 | 391.6595 | 391.6595 |  |  |  |  | 0 | [9 empty] | 0 | 0 | 0
|  | of which Non-Energy Use in Chemical/Petrochemical Industry |  |  | B_101601 | 1362.4964 | 0 | 0 | 0 | 0 | 0 | 0 | 0 | 0 | 0 | 0 | 0 | 0 | 0 | 0 | 970.8369 | [6 empty] | 235.6215 | 705.7896 | [7 empty] | 0 | 13.5426 |  |  | 15.8833 |  |  | 391.6595 | 391.6595 | 0 | 0 | 0 | 0
+ | Non-Energy Use in Transport sector |  |  |  | B_101606 | 0 | 0 | 0 | 0 | 0 | 0 | 0 | 0 | 0 | 0 | 0 | 0 | 0 | 0 | 0 | 0 | 0 | 0 |  |  |  | 0 | 0 | 0 | 0 | 0 | 0 | 0 | 0 | 0 | 0 | 0 | 0 | 0 | 0 | 0 | 0 | 0 | 0 | 0 | 0 | 0 | 0 | 0 | 0 | [9 empty] | 0 | 0 | 0
+ | Non-Energy Use in Other sectors |  |  |  | B_101607 | 0 | 0 | 0 | 0 | 0 | 0 | 0 | 0 | 0 | 0 | 0 | 0 | 0 | 0 | 0 | 0 | 0 | 0 |  |  |  | 0 | 0 | 0 | 0 | 0 | 0 | 0 | 0 | 0 | 0 | 0 | 0 | 0 | 0 | 0 | 0 | 0 | 0 | 0 | 0 | 0 | 0 | 0 | 0 | [9 empty] | 0 | 0 | 0
+ | Non-Energy Use in Industry, Transformation and Energy Sectors |  |  |  | B_101608 | 57.0364 | 57.0364 | 0 | 0 | 57.0364 | 0 | 0 | 0 | 0 | 0 | 0 | 0 | 0 | 0 | 0 | [23 empty] | 0 |  | 0 | 0 | 0 | 0
Final energy consumption |  |  |  |  | B_101700 | 18792.1085 | 602.9187 | 0 | 0 | 428.2029 | 0 | 0 | 0 | 174.7158 | 0 | 0 | 0 | 0 | 0 | 0 | 6686.9208 | [6 empty] | 234.5228 | 204.8104 | 1036.9972 | 2.1018 |  | 832.8079 | 34.9909 |  | 4230.9401 | 88.8507 |  |  |  | 20.899 |  |  | 412.8212 | 344.4636 | 0 | 68.3577 | 0 | 0 | 1166.4995 |  |  |  | 0 |  | 999.0207 | 0 | 15.3578 | 19.8481 | 8.9567 | 120.4261 | 0 | 2.89 | 0 | 19.8481 | 0 | 19.8481 |  | 377.9259 | 9525.1982
+ | Industry |  |  |  | B_101800 | 5898.9921 | 602.9187 | 0 | 0 | 428.2029 | 0 | 0 | 0 | 174.7158 | 0 | 0 | 0 | 0 | 0 | 0 | 863.3085 | [6 empty] | 234.5228 | 175.074 |  |  |  |  | 1.027 |  | 391.1818 | 43.9476 |  |  |  | 17.5552 |  |  | 293.1595 | 224.8018 | 0 | 68.3577 | 0 | 0 | 340.7376 |  |  |  | 0 |  | 316.4708 | 0 | 4.4186 | 19.8481 | 0 | 0 | 0 | 0 | 0 | 19.8481 | 0 | 19.8481 |  | 39.6245 | 3739.3714
| + | Iron & steel industry |  |  | B_101805 | 793.5177 | 294.0432 | 0 | 0 | 176.5071 | 0 | 0 | 0 | 117.5361 | 0 | 0 | 0 | 0 | 0 | 0 | 13.5903 | [7 empty] | 2.1974 | [6 empty] | 7.2131 | 0 |  |  |  | 4.1798 |  |  | 48.9156 | 0.95538 | 0 | 47.9603 | 0 | 0 | 2.699 |  |  |  | 0 |  | 2.699 | 0 | 0 | 0 | 0 | 0 | 0 | 0 | 0 | 0 | 0 | 0 |  | 0.21496 | 434.0546
| + | Chemical and Petrochemical industry |  |  | B_101815 | 1355.1638 | 222.8193 | 0 | 0 | 175.1696 | 0 | 0 | 0 | 47.6498 | 0 | 0 | 0 | 0 | 0 | 0 | 359.7497 | [6 empty] | 234.5228 | 63.8674 | [6 empty] | 49.4172 | 8.5985 |  |  |  | 3.3438 |  |  | 100.8646 | 85.3635 | 0 | 15.5011 | 0 | 0 | 35.182 |  |  |  | 0 |  | 32.2442 | 0 | 0 | 2.9378 | 0 | 0 | 0 | 0 | 0 | 2.9378 | 0 | 2.9378 |  | 10.0554 | 623.555
| + | Non-ferrous metal industry |  |  | B_101810 | 1695.9731 | 0 | 0 | 0 | 0 | 0 | 0 | 0 | 0 | 0 | 0 | 0 | 0 | 0 | 0 | 23.5263 | [7 empty] | 16.5281 | [6 empty] | 6.1861 | 0 |  |  |  | 0.83596 |  |  | 34.7043 | 34.7043 | 0 | 0 | 0 | 0 | 0 |  |  |  | 0 |  | 0 | 0 | 0 | 0 | 0 | 0 | 0 | 0 | 0 | 0 | 0 | 0 |  | 1.5525 | 1636.1899
| + | Non-metallic Minerals (Glass, pottery & building mat. Industry) |  |  | B_101820 | 308.9949 | 86.0323 | 0 | 0 | 76.5023 | 0 | 0 | 0 | 9.53 | 0 | 0 | 0 | 0 | 0 | 0 | 58.6367 | [7 empty] | 31.9337 | [6 empty] | 17.5074 | 0 |  |  |  | 9.1956 |  |  | 48.7962 | 43.8999 | 0 | 4.8963 | 0 | 0 | 27.2523 |  |  |  | 0 |  | 11.2258 | 0 | 0 | 16.0266 | 0 | 0 | 0 | 0 | 0 | 16.0266 | 0 | 16.0266 |  | 0.38215 | 71.8926
| + | Transport Equipment |  |  | B_101846 | 58.9472 | 0 | 0 | 0 | 0 | 0 | 0 | 0 | 0 | 0 | 0 | 0 | 0 | 0 | 0 | 10.5809 | [7 empty] | 4.3948 | [6 empty] | 6.1861 | 0 | [6 empty] | 2.078 | 2.078 | 0 | 0 | 0 | 0 | 0.11942 |  |  |  | 0 |  | 0.11942 | 0 | 0 | 0 | 0 | 0 | 0 | 0 | 0 | 0 | 0 | 0 |  | 3.3438 | 42.8251
| + | Machinery |  |  | B_101847 | 118.4198 | 0 | 0 | 0 | 0 | 0 | 0 | 0 | 0 | 0 | 0 | 0 | 0 | 0 | 0 | 14.6174 | [7 empty] | 3.2961 | [6 empty] | 11.3213 | 0 | [6 empty] | 4.4186 | 4.4186 | 0 | 0 | 0 | 0 | 0.071654 |  |  |  | 0 |  | 0.071654 | 0 | 0 | 0 | 0 | 0 | 0 | 0 | 0 | 0 | 0 | 0 |  | 3.941 | 95.3473
| + | Mining and Quarrying |  |  | B_101825 | 124.3193 | 0 | 0 | 0 | 0 | 0 | 0 | 0 | 0 | 0 | 0 | 0 | 0 | 0 | 0 | 70.149 | [7 empty] | 2.1974 |  |  |  |  | 1.027 |  | 66.9246 | 0 | [6 empty] | 3.6305 | 3.6305 | 0 | 0 | 0 | 0 | 1.027 |  |  |  | 0 |  | 1.027 | 0 | 0 | 0 | 0 | 0 | 0 | 0 | 0 | 0 | 0 | 0 |  | 0.16719 | 49.3456
| + | Food and Tabasco |  |  | B_101830 | 359.2003 | 0 | 0 | 0 | 0 | 0 | 0 | 0 | 0 | 0 | 0 | 0 | 0 | 0 | 0 | 91.2152 | [7 empty] | 25.3177 | [6 empty] | 65.8737 | 0 | [6 empty] | 35.7313 | 35.7313 | 0 | 0 | 0 | 0 | 2.699 |  |  |  | 0 |  | 1.8152 | 0 | 0 | 0.88373 | 0 | 0 | 0 | 0 | 0 | 0.88373 | 0 | 0.88373 |  | 12.1811 | 216.5138
| + | Paper, Pulp and Print |  |  | B_101840 | 589.2806 | 0 | 0 | 0 | 0 | 0 | 0 | 0 | 0 | 0 | 0 | 0 | 0 | 0 | 0 | 38.502 | [7 empty] | 1.0987 | [6 empty] | 2.0541 | 35.3492 | [6 empty] | 5.0635 | 5.0635 | 0 | 0 | 0 | 0 | 188.33 |  |  |  | 0 |  | 183.9113 | 0 | 4.4186 | 0 | 0 | 0 | 0 | 0 | 0 | 0 | 0 | 0 |  | 0.11942 | 357.2657
| + | Wood and Wood Products |  |  | B_101851 | 156.0858 | 0 | 0 | 0 | 0 | 0 | 0 | 0 | 0 | 0 | 0 | 0 | 0 | 0 | 0 | 11.5363 | [7 empty] | 3.2961 | [6 empty] | 8.2402 | 0 | [6 empty] | 4.3948 | 4.3948 | 0 | 0 | 0 | 0 | 76.1918 |  |  |  | 0 |  | 76.1918 | 0 | 0 | 0 | 0 | 0 | 0 | 0 | 0 | 0 | 0 | 0 |  | 7.3803 | 56.5826
| + | Construction |  |  | B_101852 | 268.2001 | 0 | 0 | 0 | 0 | 0 | 0 | 0 | 0 | 0 | 0 | 0 | 0 | 0 | 0 | 156.8023 | [7 empty] | 20.9229 | [6 empty] | 135.8794 | 0 | [6 empty] | 0.76431 | 0.76431 | 0 | 0 | 0 | 0 | 4.3709 |  |  |  | 0 |  | 4.3709 | 0 | 0 | 0 | 0 | 0 | 0 | 0 | 0 | 0 | 0 | 0 |  | 0 | 106.2864
| + | Textile and Leather |  |  | B_101835 | 8.2402 | 0 | 0 | 0 | 0 | 0 | 0 | 0 | 0 | 0 | 0 | 0 | 0 | 0 | 0 | 0 | [15 empty] | 0 | [6 empty] | 0.47769 | 0.47769 | 0 | 0 | 0 | 0 | 0.023885 |  |  |  | 0 |  | 0.023885 | 0 | 0 | 0 | 0 | 0 | 0 | 0 | 0 | 0 | 0 | 0 |  | 0 | 7.7386
| + | Non-specified (Industry) |  |  | B_101853 | 62.6015 | 0 | 0 | 0 | 0 | 0 | 0 | 0 | 0 | 0 | 0 | 0 | 0 | 0 | 0 | 14.4024 | [14 empty] | 14.4024 | 0 | [6 empty] | 3.3438 | 3.3438 | 0 | 0 | 0 | 0 | 2.7706 |  |  |  | 0 |  | 2.7706 | 0 | 0 | 0 | 0 | 0 | 0 | 0 | 0 | 0 | 0 | 0 |  | 0.28662 | 41.798
+ | Transport |  |  |  | B_101900 | 5046.1928 | 0 | 0 | 0 | 0 | 0 | 0 | 0 | 0 | 0 | 0 | 0 | 0 | 0 | 0 | 4768.3195 | [7 empty] | 2.1974 | 1012.8738 | 2.1018 |  | 799.871 |  |  | 2910.1939 | 41.0815 | [6 empty] | 78.5564 | 78.5564 | 0 | 0 | 0 | 0 | 133.2999 |  |  |  | 0 |  | 0 | 0 | 1.027 | 0 | 8.9567 | 120.4261 | 0 | 2.89 | 0 | 0 | 0 | 0 |  |  | 66.0409
| + | Rail |  |  | B_101910 | 78.8191 | 0 | 0 | 0 | 0 | 0 | 0 | 0 | 0 | 0 | 0 | 0 | 0 | 0 | 0 | 13.3754 | [14 empty] | 13.3754 | 0 | [6 empty] | 0 |  | 0 | 0 | 0 | 0 | 0 |  |  |  | 0 |  | 0 | 0 | 0 | 0 | 0 | 0 | 0 | 0 | 0 | 0 | 0 | 0 |  |  | 65.4438
| + | Road |  |  | B_101920 | 3290.6038 | [14 empty] | 3146.2692 | [7 empty] | 2.1974 | 971.9834 | [5 empty] | 2172.0885 | 0 | [6 empty] | 10.4137 | 10.4137 |  |  |  |  | 133.2999 |  |  |  | 0 |  | 0 | 0 | 1.027 | 0 | 8.9567 | 120.4261 | 0 | 2.89 | 0 | 0 | 0 | 0 |  |  | 0.59711
| + | International aviation |  |  | B_101931 | 403.5301 | [14 empty] | 403.5301 | [11 empty] | 403.5301 |  |  |  | 0
| + | Domestic aviation |  |  | B_101932 | 398.4188 | [14 empty] | 398.4188 | [9 empty] | 2.1018 |  | 396.3409 |  |  |  | 0
| + | Domestic Navigation |  |  | B_101940 | 806.6781 | 0 | 0 | 0 | 0 | 0 | 0 | 0 | 0 | 0 | 0 | 0 | 0 | 0 | 0 | 806.6781 | [8 empty] | 40.8904 | [5 empty] | 724.7062 | 41.0815 | [6 empty] | 0 |  | 0 | 0 | 0 | 0 | 0 |  |  |  | 0 |  | 0 | 0 | 0 | 0 | 0 | 0 | 0 | 0 | 0 | 0 | 0 | 0
| + | Pipeline transport |  |  | B_101945 | 0 | [14 empty] | 0 | [15 empty] | 0 | [6 empty] | 0 | 0 | [24 empty] | 0
| + | Non-specified (Transport) |  |  | B_101950 | 68.1188 | 0 | 0 | 0 | 0 | 0 | 0 | 0 | 0 | 0 | 0 | 0 | 0 | 0 | 0 | 0 | [15 empty] | 0 | [6 empty] | 68.1188 | 68.1188 | 0 | 0 | 0 | 0 | 0 |  |  |  | 0 |  | 0 | 0 | 0 | 0 | 0 | 0 | 0 | 0 | 0 | 0 | 0 | 0 |  |  | 0
+ | Other Sectors |  |  |  | B_102000 | 7846.9237 | 0 | 0 | 0 | 0 | 0 | 0 | 0 | 0 | 0 | 0 | 0 | 0 | 0 | 0 | 1055.2928 | [7 empty] | 27.515 | 24.1234 |  |  | 32.9368 | 33.9639 |  | 929.5643 | 3.8215 |  |  |  | 3.3438 |  |  | 41.1054 | 41.1054 | 0 | 0 | 0 | 0 | 692.462 |  |  |  | 0 |  | 682.5499 | 0 | 9.9121 | 0 | 0 | 0 | 0 | 0 | 0 | 0 | 0 | 0 |  | 338.3013 | 5719.786
| + | Services |  |  | B_102035 | 2768.3434 | 0 | 0 | 0 | 0 | 0 | 0 | 0 | 0 | 0 | 0 | 0 | 0 | 0 | 0 | 206.5539 | [7 empty] | 8.8134 |  |  |  |  | 10.2943 |  | 182.2155 | 1.9108 |  |  |  | 3.3438 |  |  | 20.8274 | 20.8274 | 0 | 0 | 0 | 0 | 33.8206 |  |  |  | 0 |  | 23.9085 | 0 | 9.9121 | 0 | 0 | 0 | 0 | 0 | 0 | 0 | 0 | 0 |  | 256.1383 | 2250.9793
| + | Residential |  |  | B_102010 | 4145.5049 | 0 | 0 | 0 | 0 | 0 | 0 | 0 | 0 | 0 | 0 | 0 | 0 | 0 | 0 | 117.4883 | [7 empty] | 13.2082 | 16.767 |  |  |  | 23.6696 |  | 63.8196 | 0 | [6 empty] | 3.1767 | 3.1767 | 0 | 0 | 0 | 0 | 653.9601 |  |  |  | 0 |  | 653.9601 | 0 | 0 | 0 | 0 | 0 | 0 | 0 | 0 | 0 | 0 | 0 |  | 81.7092 | 3289.1707
| + | Agriculture / Forestry |  |  | B_102030 | 324.305 | 0 | 0 | 0 | 0 | 0 | 0 | 0 | 0 | 0 | 0 | 0 | 0 | 0 | 0 | 141.3968 | [7 empty] | 5.4935 | [6 empty] | 135.8794 | 0 | [6 empty] | 15.4294 | 15.4294 | 0 | 0 | 0 | 0 | 4.6814 |  |  |  | 0 |  | 4.6814 | 0 | 0 | 0 | 0 | 0 | 0 | 0 | 0 | 0 | 0 | 0 |  | 0.45381 | 162.3436
| + | Fishing |  |  | B_102020 | 524.7444 | 0 | 0 | 0 | 0 | 0 | 0 | 0 | 0 | 0 | 0 | 0 | 0 | 0 | 0 | 507.4759 | [8 empty] | 6.2816 | [5 empty] | 499.2835 | 1.9108 | [6 empty] | 0 | 0 | 0 | 0 | 0 | 0 | 0 |  |  |  | 0 |  | 0 | 0 | 0 | 0 | 0 | 0 | 0 | 0 | 0 | 0 | 0 | 0 |  | 0 | 17.2924
| + | Non-specified (Other) |  |  | B_102040 | 84.026 | 0 | 0 | 0 | 0 | 0 | 0 | 0 | 0 | 0 | 0 | 0 | 0 | 0 | 0 | 82.3779 | [8 empty] | 1.0509 |  |  | 32.9368 |  |  | 48.3902 | 0 | [6 empty] | 1.648 | 1.648 | 0 | 0 | 0 | 0 | 0 |  |  |  | 0 |  | 0 | 0 | 0 | 0 | 0 | 0 | 0 | 0 | 0 | 0 | 0 | 0 |  | 0 | 0
Statistical differences |  |  |  |  | B_102200 | 3102.2977 | 54.3613 | 0 | 0 | 6.0428 | 0 | 0 | 0 | 48.3424 | 0 | 0 | 0 | 0 | 0 | 0 | 3193.9906 | 124.9881 | 0 | 43.4461 | 0 |  | 18.5822 | 674.9546 | 278.566 | 436.1804 | -2.1018 | 0 | -42.2041 | -50.4443 | 1962.8595 | 543.5416 | -302.8566 | 1.0509 | 1.0032 | 0 | -249.9522 | 0 | -243.6228 | -155.1782 | -155.1782 | 0 | 0 | 0 | 0 | 16.4326 | 0 | 0 | 0 | 0 | 0 | 9.2433 | 0 | 6.8549 | 0 | 0.19108 | 0.14331 | 0 | 0 | 0 | 0 | 0 | 0 | 0 | 0 | -7.3087
Memo item:
|  | Liquid biofuels blended in gasoline/diesel |  |  | B_101014 | [54 empty] | 9.1478 | 120.5455

## Eurostat_EB-2013
[6 empty] | 0000 | 2000 | 2115 | 2116 | 2117 | 2118 | 2210 | 2112 | 2121 | 2122 | 2130 | 2230 | 2310 | 2330 | 2410 | 3000 | 3105 | 3106 | 3191 | 3192 | 3193 | 3214 | 3215 | 3220 | 3234 | 3235 | 3246 | 3247 | 3244 | 3250 | 3260 | 3270A | 3281 | 3282 | 3283 | 3285 | 3286 | 3295 | 4000 | 4100 | 4210 | 4220 | 4230 | 4240 | 5500 | 5510 | 5520 | 5535 | 5532 | 5534 | 5541 | 5544 | 5542 | 55431 | 5546 | 5547 | 5549 | 5548 | 5550 | 7200 | 7100 | 55432 | 5100 | 5200 | 6000
ktoe |  |  |  | Norway | 2013 | Total all products | Solid fuels | Anthracite | Coking coal | Other bituminous coal | Sub-bituminous coal | Lignite / Brown Coal | Patent Fuels | Coke oven coke | Gas coke | Coal tar | BKB | Peat | Peat products | Oil shale & oil sands | Oil (total) | Crude oil | Natural Gas Liguids | Refinery Feedstocks | Additives / Oxygenates | Other Hydrocarb. (w/o bio) | Refinery gas | Ethane | LPG | Motor Gasoline (w/o bio) | Aviation Gasoline | Gasoline Type Jet Fuel | Kerosene Type Jet Fuel | Other Kerosene | Naphtha | Gas/Diesel Oil (w/o bio) | Fuel Oil | White spirit and SBP | Lubricants | Bitumen | Petroleum Coke | Paraffin Waxes | Other Products | Gas | Natural gas | Coke oven gas | Blast furnace gas | Gasworks gas | Other recovered gas | Total Renewables | Hydro power | Wind power | Tide, wave and ocean | Solar thermal | Solar PV | Solid biomass | Charcoal | Biogas (all) | Municipal wastes (renew.) | Bio gasoline | Biodiesel | Bio jet kerosene | Other liquid biofuels | Geo-thermal | Wastes (non ren.) | Industrial wastes | Municial wastes (non-ren.) | Nuclear heat | Derived heat | Electricity
+ | Primary production |  |  |  | B_100100 | 193942.3904 | 1245.0081 | 0 | 0 | 1245.0081 | 0 | 0 | [5 empty] | 0 |  | 0 | 84392.4716 | 74917.9803 | 9395.4094 |  | 79.1058 | [18 empty] | 95602.0589 | 95602.0589 |  |  |  |  | 12498.2325 | 11019.251 | 161.7464 | 0 | 0 | 0 | 1054.218 |  | 26.3925 | 201.8726 | 0 | 28.6137 | 0 | 6.1622 | 0 | 204.6193 | 2.6751 | 201.9442 | 0
+ | Primary production receipt |  |  |  | B_100110 | 0 | [14 empty] | 0 | [15 empty] | 0
+ | From other sources (Recovered products) |  |  |  | B_100200 | 0 | 0 | 0 | 0 | 0 | 0 | 0 | 0 | 0 | 0 | 0 | 0 | 0 | 0 | 0 | 0 |  |  |  | 0 | [18 empty] | 0 | 0 |  |  | 0 | 0
| + | of which From Oil Products |  |  | B_150201 | 0 | 0 | [5 empty] | 0 | 0 | 0 | 0 | 0 |  | 0 | 0 | [23 empty] | 0 | 0 | 0 | 0 | 0 | 0
| + | of which From Natural Gas |  |  | B_150202 | 0 | 0 | [5 empty] | 0 | 0 | 0 | 0 | 0 |  | 0 | 0 | [23 empty] | 0 |  | 0 | 0 | 0 | 0
| + | of which From Renewables |  |  | B_150203 | 0 | 0 | [5 empty] | 0 | 0 | 0 | 0 | 0 |  | 0 | 0 | 0 |  |  |  | 0 | [18 empty] | 0 | 0 | 0 | 0 | 0 | 0
| + | of which From Coal |  |  | B_150204 | 0 | [37 empty] | 0 | 0
+ | Recycled products |  |  |  | B_100210 | 0 | [14 empty] | 0 | [15 empty] | 0
+ | Imports |  |  |  | B_100300 | 8456.6256 | 716.0839 | 0 | 0 | 432.2155 | 0 | 0 | 0 | 283.8445 | 0 | 0 | 0 | 0 | 0 | 0 | 6700.2006 | 1829.1296 | [5 empty] | 52.8566 | 151.9538 | 167.7654 | 1.0509 |  | 445.7342 | 146.1737 |  | 1324.8782 | 1901.2133 | 23.9562 | 6.0189 | 342.7916 | 300.9458 |  | 5.7323 | 0 | 0 |  |  |  |  | 168.9118 |  |  |  | 0 |  | 40.7471 | 0 | 0 | 0 | 10.8197 | 114.8849 | 0 | 2.4601 | 0 | 0 | 0 | 0 |  | 0 | 871.4531
+ | Stock changes |  |  |  | B_100400 | 37.9765 | 202.7324 | 0 | 0 | 199.3408 | 0 | 0 | 0 | 3.3916 | 0 | 0 | 0 | 0 | 0 | 0 | -154.6527 | -56.4154 | [5 empty] | -6.616 | 29.7363 | -28.3032 |  |  | -9.2672 | -19.5615 | -29.3542 | -25.7476 | 0.95538 | 1.0509 |  | 5.589 | -16.7192 |  |  | -10.1271 | -10.1271 | 0 | 0 | 0 | 0 | 0 | [5 empty] | 0 | 0 | 0 | 0 | 0 | 0 | 0 | 0 |  | 0 | 0 | 0
- | Exports |  |  |  | B_100500 | 168425.2173 | 1388.6262 | 0 | 0 | 1387.9574 | 0 | 0 | 0 | 0.66877 | 0 | 0 | 0 | 0 | 0 | 0 | 75807.5619 | 61141.0385 | [5 empty] | 565.9454 | 5162.9646 | 2292.0846 |  |  | 87.5131 | 283.0802 | 1667.1682 | 2736.2186 | 1836.2473 |  | 1.0032 |  | 34.2744 |  |  | 89856.4297 | 89856.4297 |  |  |  |  | 70.7223 |  |  |  | 0 |  | 42.1085 | 0 | 0 | 0 | 0 | 28.6137 | 0 | 0 | 0 | 0 | 0 | 0 |  | 0 | 1301.9012
- | Bunkers |  |  |  | B_100800 | 357.8389 | 0 | 0 | 0 | 0 | 0 | 0 | 0 | 0 | 0 | 0 | 0 | 0 | 0 | 0 | 357.8389 | [14 empty] | 180.1376 | 177.7013 | [6 empty] | 0 | 0
- | Direct use |  |  |  | B_100112
Gross inland consumption |  |  |  |  | B_100900 | 33653.9362 | 775.1744 | 0 | 0 | 488.6071 | 0 | 0 | 0 | 286.5673 | 0 | 0 | 0 | 0 | 0 | 0 | 14772.6187 | 15549.6561 | 9395.4094 |  | 79.1058 |  |  | -519.7048 | -4981.2745 | -2152.6464 | 1.0509 |  | 348.9777 | -156.4679 | -1696.5224 | -1617.2256 | -111.7799 | 24.9833 | 5.0158 | 348.3806 | 249.9522 |  | 5.7323 | 5735.5021 | 5735.5021 | 0 | 0 | 0 | 0 | 12596.4221 | 11019.251 | 161.7464 | 0 | 0 | 0 | 1052.8566 | 0 | 26.3925 | 201.8726 | 10.8197 | 114.8849 | 0 | 8.6223 | 0 | 204.6193 | 2.6751 | 201.9442 | 0 | 0 | -430.4481
Transformation input |  |  |  |  | B_101000 | 17759.2195 | 98.9777 | 0 | 0 | 16.767 | 0 | 0 | 0 | 82.2108 | 0 | 0 | 0 | 0 | 0 | 0 | 16564.9661 | 14623.0056 |  | 1839.7822 | 79.1058 |  |  |  | 6.616 | [6 empty] | 16.4804 | 0 | [6 empty] | 384.4941 | 372.098 | 0 | 12.3961 | 0 | 0 | 354.8056 |  |  |  | 0 |  | 155.5842 | 0 | 4.3231 | 188.736 | 0 | 0 | 0 | 6.1622 | 0 | 191.4828 | 2.6751 | 188.8077 | 0 | 78.4848 | 85.9845
+ | Conventional Thermal Power Stations |  |  |  | B_101001 | 779.7602 | 16.767 | 0 | 0 | 16.767 | 0 | 0 | 0 | 0 | 0 | 0 | 0 | 0 | 0 | 0 | 3.0811 | [14 empty] | 3.0811 | 0 | [6 empty] | 371.5726 | 359.4631 | 0 | 12.1095 | 0 | 0 | 168.0281 |  |  |  | 0 |  | 26.7507 |  | 2.2213 | 139.0561 | 0 | 0 | 0 | 0 | 0 | 141.8028 | 2.6751 | 139.1277 |  | 78.4848
| + | Main Activity Producer Conventional Thermal Power Stations |  |  | B_101021 | 309.3054 | 16.767 | 0 | 0 | 16.767 | 0 | 0 | 0 | 0 | 0 | 0 | 0 | 0 | 0 | 0 | 0 | [15 empty] | 0 | [6 empty] | 12.1095 | 0 | 0 | 12.1095 | 0 | 0 | 141.2773 |  |  |  | 0 |  | 0 |  | 2.2213 | 139.0561 | 0 | 0 | 0 | 0 | 0 | 139.1277 | 0 | 139.1277
|  | + | Main Activity Producer Electricity Plants |  | B_101031 | 13.9247 | 0 | 0 | 0 | 0 | 0 | 0 | 0 | 0 | 0 | 0 | 0 | 0 | 0 | 0 | 0 | [15 empty] | 0 | [6 empty] | 12.1095 | 0 | 0 | 12.1095 | 0 | 0 | 1.8152 |  |  |  | 0 |  | 0 |  | 1.8152 | 0 | 0 | 0 | 0 | 0 | 0 | 0 | 0 | 0
|  | + | Main Activity Producer CHP Plants |  | B_101032 | 295.3568 | 16.767 | 0 | 0 | 16.767 | 0 | 0 | 0 | 0 | 0 | 0 | 0 | 0 | 0 | 0 | 0 | [15 empty] | 0 | [6 empty] | 0 | 0 | 0 | 0 | 0 | 0 | 139.4621 |  |  |  | 0 |  | 0 |  | 0.40604 | 139.0561 | 0 | 0 | 0 | 0 | 0 | 139.1277 | 0 | 139.1277
| + | Autoproducer Conventional Thermal Power Stations |  |  | B_101022 | 391.97 | 0 | 0 | 0 | 0 | 0 | 0 | 0 | 0 | 0 | 0 | 0 | 0 | 0 | 0 | 3.0811 | [14 empty] | 3.0811 | 0 | [6 empty] | 359.4631 | 359.4631 | 0 | 0 | 0 | 0 | 26.7507 |  |  |  | 0 |  | 26.7507 |  | 0 | 0 | 0 | 0 | 0 | 0 | 0 | 2.6751 | 2.6751 | 0
|  | + | Autoproducer Electricity Plants |  | B_101034 | 391.97 | 0 | 0 | 0 | 0 | 0 | 0 | 0 | 0 | 0 | 0 | 0 | 0 | 0 | 0 | 3.0811 | [14 empty] | 3.0811 | 0 | [6 empty] | 359.4631 | 359.4631 | 0 | 0 | 0 | 0 | 26.7507 |  |  |  | 0 |  | 26.7507 |  | 0 | 0 | 0 | 0 | 0 | 0 | 0 | 2.6751 | 2.6751 | 0
|  | + | Autoproducer CHP Plants |  | B_101035 | 0 | 0 | 0 | 0 | 0 | 0 | 0 | 0 | 0 | 0 | 0 | 0 | 0 | 0 | 0 | 0 | [15 empty] | 0 | [6 empty] | 0 | 0 | 0 | 0 | 0 | 0 | 0 |  |  |  | 0 |  | 0 |  | 0 | 0 | 0 | 0 | 0 | 0 | 0 | 0 | 0 | 0
| + | Used for electricity generation |  |  | B_101017 | 78.4848 | [62 empty] | 78.4848
+ | Nuclear Power Stations |  |  |  | B_101002 | 0 | [61 empty] | 0
+ | Coke-ovens |  |  |  | B_101004 | 0 | 0 | 0 | 0 | 0 | 0 | 0 | 0 | 0 | 0 | 0 | 0 | 0 | 0 | 0 | 0 | [15 empty] | 0 | [6 empty] | 0 | 0 | 0 | 0 | 0 | 0
+ | Blast-furnaces |  |  |  | B_101006 | 82.2108 | 82.2108 | [6 empty] | 82.2108
+ | Gas works |  |  |  | B_101007 | 0 | 0 | 0 | 0 | 0 | 0 | 0 | 0 | 0 | 0 | 0 | 0 | 0 | 0 | 0 | 0 | [15 empty] | 0 | [6 empty] | 0 | 0 | 0 | 0 | 0 | 0 | 0 | [7 empty] | 0 |  | 0 | 0 | 0 | 0
+ | Refineries |  |  |  | B_101008 | 16541.8936 | [14 empty] | 16541.8936 | 14623.0056 |  | 1839.7822 | 79.1058
+ | District heating plants |  |  |  | B_101009 | 355.3549 | 0 | 0 | 0 | 0 | 0 | 0 | 0 | 0 | 0 | 0 | 0 | 0 | 0 | 0 | 19.9914 | [7 empty] | 6.616 | [6 empty] | 13.3754 | 0 | [6 empty] | 12.9216 | 12.6349 | 0 | 0.28662 | 0 | 0 | 186.7775 |  |  |  | 0 |  | 128.8335 |  | 2.1018 | 49.6799 | 0 | 0 | 0 | 6.1622 | 0 | 49.6799 | 0 | 49.6799 |  |  | 85.9845
| + | Main Activity Producer Heat Only Plants |  |  | B_101038 | 269.3704 | 0 | 0 | 0 | 0 | 0 | 0 | 0 | 0 | 0 | 0 | 0 | 0 | 0 | 0 | 19.9914 | [7 empty] | 6.616 | [6 empty] | 13.3754 | 0 | [6 empty] | 12.9216 | 12.6349 | 0 | 0.28662 | 0 | 0 | 186.7775 |  |  |  | 0 |  | 128.8335 |  | 2.1018 | 49.6799 | 0 | 0 | 0 | 6.1622 | 0 | 49.6799 | 0 | 49.6799
| + | Autoproducer Heat Only Plants |  |  | B_101039 | 0 | 0 | 0 | 0 | 0 | 0 | 0 | 0 | 0 | 0 | 0 | 0 | 0 | 0 | 0 | 0 | [15 empty] | 0 | [6 empty] | 0 | 0 | 0 | 0 | 0 | 0 | 0 |  |  |  | 0 |  | 0 |  | 0 | 0 | 0 | 0 | 0 | 0 | 0 | 0 | 0 | 0
| + | Used for heat pumps |  |  | B_101322 | 20.0392 | [63 empty] | 20.0392
| + | Used for electric boilers |  |  | B_101323 | 65.9454 | [63 empty] | 65.9454
+ | Patent fuel plants |  |  |  | B_101010 | 0 | 0 | 0 | 0 | 0 | 0 | 0 | 0 | 0 | 0 | 0 | 0 | 0 | 0 | 0 | 0 | [15 empty] | 0 | [6 empty] | 0 |  | 0 | 0 | 0 | 0 | 0 | [9 empty] | 0 | 0 | 0 | 0 |  | 0 | 0
+ | BKB / PB Plants |  |  |  | B_101011 | 0 | 0 | 0 | 0 | 0 | 0 | 0 | 0 | 0 | 0 | 0 | 0 | 0 | 0 | 0 | [23 empty] | 0 |  | 0 | 0 | 0 | 0 | 0 | [5 empty] | 0 | 0 |  | 0 | 0 | 0 | 0 | 0 |  | 0 | 0 | 0
+ | Coal Liquefaction Plants |  |  |  | B_101012 | 0 | 0 | 0 | 0 | 0 | 0 | 0 | 0 | 0 | 0 | 0 | 0 | 0 | 0 | 0 | [23 empty] | 0 |  | 0 | 0 | 0 | 0
+ | For Blended Natural Gas |  |  |  | B_101013 | 0 | [14 empty] | 0 | [15 empty] | 0 | [6 empty] | 0 |  | 0 | 0 | 0 | 0 | 0 | [7 empty] | 0 |  | 0 | 0 | 0
+ | Charcoal production plants (transformation) |  |  |  | B_101015 | 0 | [43 empty] | 0 | [5 empty] | 0 |  |  |  | 0 | 0 | 0 | 0
+ | Gas-to-Liquids (GTL) Plants (transformation) |  |  |  | B_101016 | 0 | [37 empty] | 0 | 0
+ | Non-specified Transformation Input |  |  |  | B_101020 | 0 | 0 | 0 | 0 | 0 | 0 | 0 | 0 | 0 | 0 | 0 | 0 | 0 | 0 | 0 | 0 | [15 empty] | 0 | [6 empty] | 0 | 0 | 0 | 0 | 0 | 0 | 0 |  |  |  | 0 |  | 0 | 0 | 0 | 0 | 0 | 0 | 0 | 0 | 0 | 0 | 0 | 0
Transformation output |  |  |  |  | B_101100 | 17513.2082 | 0 | [5 empty] | 0 | 0 | 0 | 0 | 0 |  | 0 |  | 16525.3893 | [5 empty] | 508.4313 |  | 526.3208 | 4043.1356 |  |  | 615.6014 | 201.777 | 1926.1488 | 6933.1709 | 1593.5798 |  |  |  | 177.2237 |  |  | 82.2108 |  | 0 | 82.2108 | 0 | 0 | 0 | [6 empty] | 0 | [11 empty] | 613.6906 | 291.9175
+ | Conventional Thermal Power Stations |  |  |  | B_101101 | 520.7796 | [62 empty] | 228.8621 | 291.9175
| + | Main Activity Producer Conventional Thermal Power Stations |  |  | B_101121 | 270.3019 | [62 empty] | 228.8621 | 41.4398
|  | + | El. Gen. Main activity electricity only - Geothermal |  | 15_107038 | 0 | [63 empty] | 0
|  | + | El. Gen. Main activity electricity only - Combustible Fuels |  | 15_107048 | 10.4853 | [63 empty] | 10.4853
|  | + | El. Gen. Main activity electricity only - Other Sources |  | 15_107054 | 0 | [63 empty] | 0
|  | + | El. Gen. Main activity electricity only - Solar Thermal |  | 14_1070422 | 0 | [63 empty] | 0
|  | + | El. Gen. Main activity CHP plants - Geothermal |  | 15_107039 | 0 | [63 empty] | 0
|  | + | El. Gen. Main activity CHP plants - Combustible Fuels |  | 15_107049 | 30.9544 | [63 empty] | 30.9544
|  | + | El. Gen. Main activity CHP plants - Other Sources |  | 15_107055 | 0 | [63 empty] | 0
|  | + | El. Gen. Main activity CHP plants - Solar Thermal |  | 14_1070423 | 0 | [63 empty] | 0
|  | + | Heat Prod. Main activity CHP plants - Geothermal |  | 15_107064 | 0 | [62 empty] | 0
|  | + | Heat Prod. Main activity CHP plants - Combustible Fuels |  | 15_107072 | 227.5963 | [62 empty] | 227.5963
|  | + | Heat Prod. Main activity CHP plants - Heat Pumps |  | 15_107076 | 0.85985 | [62 empty] | 0.85985
|  | + | Heat Prod. Main activity CHP plants - Electric Boilers |  | 15_107080 | 0.40604 | [62 empty] | 0.40604
|  | + | Heat Prod. Main activity CHP plants - Other Sources |  | 15_107086 | 0 | [62 empty] | 0
|  | + | Heat Prod. Main activity CHP plants - Solar Thermal |  | 14_1070681 | 0 | [62 empty] | 0
| + | Autoproducer Conventional Thermal Power Stations |  |  | B_101122 | 250.4777 | [62 empty] | 0 | 250.4777
|  | + | El. Gen. Autoproducer electricity only - Geothermal |  | 15_107040 | 0 | [63 empty] | 0
|  | + | El. Gen. Autoproducer electricity only - Combustible Fuels |  | 15_107050 | 229.5787 | [63 empty] | 229.5787
|  | + | El. Gen. Autoproducer electricity only - Heat from Chemical Sources |  | 15_107052 | 20.899 | [63 empty] | 20.899
|  | + | El. Gen. Autoproducer electricity only - Other Sources |  | 15_107056 | 0 | [63 empty] | 0
|  | + | El. Gen. Autoproducer electricity only - Solar Thermal |  | 14_1070432 | 0 | [63 empty] | 0
|  | + | El. Gen. Autoproducer CHP plants - Geothermal |  | 15_107041 | 0 | [63 empty] | 0
|  | + | El. Gen. Autoproducer CHP plants - Combustible Fuels |  | 15_107051 | 0 | [63 empty] | 0
|  | + | El. Gen. Autoproducer CHP plants - Heat from Chemical Sources |  | 15_107053 | 0 | [63 empty] | 0
|  | + | El. Gen. Autoproducer CHP plants - Other Sources |  | 15_107057 | 0 | [63 empty] | 0
|  | + | El. Gen. Autoproducer CHP plants - Solar Thermal |  | 14_1070433 | 0 | [63 empty] | 0
|  | + | Heat Prod. Autoproducer CHP plants - Geothermal |  | 15_107066 | 0 | [62 empty] | 0
|  | + | Heat Prod. Autoproducer CHP plants - Combustible Fuels |  | 15_107074 | 0 | [62 empty] | 0
|  | + | Heat Prod. Autoproducer CHP plants - Heat Pumps |  | 15_107078 | 0 | [62 empty] | 0
|  | + | Heat Prod. Autoproducer CHP plants - Electric Boilers |  | 15_107082 | 0 | [62 empty] | 0
|  | + | Heat Prod. Autoproducer CHP plants - Heat from Chemical Sources |  | 15_107084 | 0 | [62 empty] | 0
|  | + | Heat Prod. Autoproducer CHP plants - Other Sources |  | 15_107088 | 0 | [62 empty] | 0
|  | + | Heat Prod. Autoproducer CHP plants - Solar Thermal |  | 14_1070701 | 0 | [62 empty] | 0
+ | Nuclear power stations |  |  |  | B_101102 | 0 | [62 empty] | 0 | 0
| + | El. Gen. Main Activity electricity only - Nuclear |  |  | 15_107030 | 0 | [63 empty] | 0
| + | El. Gen. Main Activity CHP plants - Nuclear |  |  | 15_107031 | 0 | [63 empty] | 0
| + | El. Gen. Autoproducer electricity only - Nuclear |  |  | 15_107032 | 0 | [63 empty] | 0
| + | El. Gen. Autoproducer CHP plants - Nuclear |  |  | 15_107033 | 0 | [63 empty] | 0
| + | Heat Prod. Main Activity CHP plants - Nuclear |  |  | 15_107060 | 0 | [62 empty] | 0
| + | Heat Prod. Autoproducer CHP plants - Nuclear |  |  | 15_107062 | 0 | [62 empty] | 0
+ | Coke-ovens |  |  |  | B_101104 | 0 | 0 | [6 empty] | 0 |  | 0 | [27 empty] | 0 |  | 0
+ | Blast-furnaces |  |  |  | B_101106 | 82.2108 | [37 empty] | 82.2108 |  |  | 82.2108 |  | 0
+ | Gas works |  |  |  | B_101107 | 0 | 0 | [7 empty] | 0 | [28 empty] | 0 |  |  |  | 0
+ | Refineries |  |  |  | B_101108 | 16525.3893 | [14 empty] | 16525.3893 | [5 empty] | 508.4313 |  | 526.3208 | 4043.1356 |  |  | 615.6014 | 201.777 | 1926.1488 | 6933.1709 | 1593.5798 |  |  |  | 177.2237
+ | Patent Fuel Plants |  |  |  | B_101110 | 0 | 0 | [5 empty] | 0
+ | BKB / PB Plants |  |  |  | B_101111 | 0 | 0 | [9 empty] | 0 |  | 0
+ | Charcoal production plants |  |  |  | B_101115 | 0 | [43 empty] | 0 | [6 empty] | 0
+ | District Heating Plants |  |  |  | B_101109 | 384.8285 | [62 empty] | 384.8285
| + | Heat Prod. Main activity heat only plants - Nuclear |  |  | 15_107061 | 0 | [62 empty] | 0
| + | Heat Prod. Main activity heat only plants - Geothermal |  |  | 15_107065 | 0 | [62 empty] | 0
| + | Heat Prod. Main activity heat only plants - Combustible Fuels |  |  | 15_107073 | 208.5364 | [62 empty] | 208.5364
| + | Heat Prod. Main activity heat only plants - Heat Pumps |  |  | 15_107077 | 54.5285 | [62 empty] | 54.5285
| + | Heat Prod. Main activity heat only plants - Electric Boilers |  |  | 15_107081 | 65.4438 | [62 empty] | 65.4438
| + | Heat Prod. Main activity heat only plants - Other Sources |  |  | 15_107087 | 17.7463 | [62 empty] | 17.7463
| + | Heat Prod. Main activity heat only plants - Solar Thermal |  |  | 14_1070691 | 0 | [62 empty] | 0
| + | Heat Prod. Autoproducer heat only plants - Nuclear |  |  | 15_107063 | 0 | [62 empty] | 0
| + | Heat Prod. Autoproducer heat only plants - Geothermal |  |  | 15_107067 | 0 | [62 empty] | 0
| + | Heat Prod. Autoproducer heat only plants - Combustible Fuels |  |  | 15_107075 | 0 | [62 empty] | 0
| + | Heat Prod. Autoproducer heat only plants - Heat Pumps |  |  | 15_107079 | 0 | [62 empty] | 0
| + | Heat Prod. Autoproducer heat only plants - Electric Boilers |  |  | 15_107083 | 0 | [62 empty] | 0
| + | Heat Prod. Autoproducer heat only plants - Heat from Chemical Sources |  |  | 15_107085 | 28.5182 | [62 empty] | 28.5182
| + | Heat Prod. Autoproducer heat only plants - Other Sources |  |  | 15_107089 | 10.0554 | [62 empty] | 10.0554
| + | Heat Prod. Autoproducer heat only plants - Solar Thermal |  |  | 14_1070711 | 0 | [62 empty] | 0
Exchanges and transfers, returns |  |  |  |  | B_101200 | 460.877 | [14 empty] | 460.877 | 0 | -9395.4094 | 1839.7822 |  |  | 0 | 1651.6194 | 5562.6493 | 0 | 0 | 0 | 0 | 0 | 2493.4079 | -1.027 | -1689.1182 | -1.0509 | 0 | 0 | 0 | 0 | 0 | [6 empty] | -11180.9974 | -11019.251 | -161.7464 | 0 |  | 0 |  |  |  |  | 0 | 0 | 0 | [7 empty] | 11180.9974
+ | Interproduct tranfers |  |  |  | B_101210 | 369.5424 | [14 empty] | 369.5424 |  | -9395.4094 |  |  |  |  | 1675.8383 | 5595.6817 | [5 empty] | 2493.4079 |  | 0 | [12 empty] | -11180.9974 | -11019.251 | -161.7464 | 0 |  | 0 | [14 empty] | 11180.9974
+ | Products transferred |  |  |  | B_101220 | 97.067 | [14 empty] | 97.067 |  |  | 1785.2298 | [12 empty] | -1688.1628
+ | Petrochemical industry (Returns from petrochem. Industry) |  |  |  | B_101230 | -5.7323 | [14 empty] | -5.7323 | 0 | 0 | 54.5524 |  |  | 0 | -24.219 | -33.0324 | 0 | 0 | 0 | 0 | 0 | 0 | -1.027 | -0.95538 | -1.0509 | 0 | 0 | 0 | 0 | 0 | [6 empty] | 0 | [9 empty] | 0 | 0 | 0
Consumption of the energy branch |  |  |  |  | B_101300 | 4985.932 | 0 | 0 | 0 | 0 | 0 | 0 | 0 | 0 | 0 | 0 | 0 | 0 | 0 | 0 | 772.8098 | [5 empty] | 488.7026 | [8 empty] | 284.1311 | 0 | [6 empty] | 3552.2356 | 3552.2356 | 0 | 0 | 0 | 0 | 0 |  |  |  | 0 |  | 0 | 0 | 0 | 0 | 0 | 0 | 0 | 0 | 0 | 0 | 0 | 0 |  | 0 | 660.8866
+ | Own Use in Electricity, CHP and Heat Plants |  |  |  | B_101301 | 54.6002 | 0 | 0 | 0 | 0 | 0 | 0 | 0 | 0 | 0 | 0 | 0 | 0 | 0 | 0 | 1.027 | [14 empty] | 1.027 | 0 | [6 empty] | 0.26273 | 0.26273 | 0 | 0 | 0 | 0 | 0 |  |  |  | 0 |  | 0 | 0 | 0 | 0 | 0 | 0 | 0 | 0 | 0 | 0 | 0 | 0 |  | 0 | 53.3104
+ | Pumped storage power stations balance (Pumping stations) |  |  |  | B_101302 | 20.0392 | [63 empty] | 20.0392
| + | Used for pumped storage |  |  | 17_107302 | 66.9007 | [63 empty] | 66.9007
| - | Production in pumped storage power station |  |  | 17_107301 | 46.8616 | [63 empty] | 46.8616
|  | + | El. Gen. Main Activity electricity only - Pumped Hydro |  | 15_107036 | 44.9747 | [63 empty] | 44.9747
|  | + | El. Gen. Autoproducer electricity only - Pumped Hydro |  | 15_107037 | 1.8869 | [63 empty] | 1.8869
+ | Oil and Natural Gas extraction plants |  |  |  | B_101305 | 4364.0489 | [14 empty] | 276.9179 | [14 empty] | 276.9179 | 0 | [6 empty] | 3551.9729 | 3551.9729 | [23 empty] | 0 | 535.1581
+ | Oil refineries (Petroleum Refineries) |  |  |  | B_101307 | 536.424 | 0 | 0 | 0 | 0 | 0 | 0 | 0 | 0 | 0 | 0 | 0 | 0 | 0 | 0 | 488.7026 | [5 empty] | 488.7026 | [9 empty] | 0 | [6 empty] | 0 | 0 | 0 | 0 | 0 | 0 | 0 |  |  |  | 0 |  | 0 | 0 | 0 | 0 | 0 | 0 | 0 | 0 | 0 | 0 | 0 | 0 |  | 0 | 47.7214
+ | Nuclear industry |  |  |  | B_101308 | 0 | [62 empty] | 0 | 0
+ | Coal Mines |  |  |  | B_101310 | 9.6971 | 0 | 0 | 0 | 0 | 0 | 0 | 0 | 0 | 0 | 0 | 0 | 0 | 0 | 0 | 6.1861 | [14 empty] | 6.1861 | 0 | [6 empty] | 0 | 0 | 0 | 0 | 0 | 0 | 0 |  |  |  | 0 |  | 0 | 0 | 0 | 0 | 0 | 0 | 0 | 0 | 0 | 0 | 0 | 0 |  | 0 | 3.5349
+ | Patent fuel plants |  |  |  | B_101311 | 0 | 0 | 0 | 0 | 0 | 0 | 0 | 0 | 0 | 0 | 0 | 0 | 0 | 0 | 0 | [23 empty] | 0 |  | 0 | 0 | 0 | 0 | 0 |  |  |  | 0 |  | 0 | 0 | 0 | 0 | 0 | 0 | 0 | 0 | 0 | 0 | 0 | 0 |  | 0 | 0
+ | Coke Ovens |  |  |  | B_101312 | 0 | 0 | 0 | 0 | 0 | 0 | 0 | 0 | 0 | 0 | 0 | 0 | 0 | 0 | 0 | 0 | [15 empty] | 0 | [6 empty] | 0 | 0 | 0 | 0 | 0 | 0 | 0 |  |  |  | 0 |  | 0 | 0 | 0 | 0 | 0 | 0 | 0 | 0 | 0 | 0 | 0 | 0 |  | 0 | 0
+ | BKB / PB Plants |  |  |  | B_101313 | 0 | 0 | 0 | 0 | 0 | 0 | 0 | 0 | 0 | 0 | 0 | 0 | 0 | 0 | 0 | [23 empty] | 0 |  | 0 | 0 | 0 | 0 | 0 |  |  |  | 0 |  | 0 | 0 | 0 | 0 | 0 | 0 | 0 | 0 | 0 | 0 | 0 | 0 |  | 0 | 0
+ | Gas works |  |  |  | B_101314 | 0 | 0 | 0 | 0 | 0 | 0 | 0 | 0 | 0 | 0 | 0 | 0 | 0 | 0 | 0 | 0 | [15 empty] | 0 | [6 empty] | 0 | 0 | 0 | 0 | 0 | 0 | 0 |  |  |  | 0 |  | 0 | 0 | 0 | 0 | 0 | 0 | 0 | 0 | 0 | 0 | 0 | 0 |  | 0 | 0
+ | Blast Furnaces |  |  |  | B_101315 | 0 | [43 empty] | 0 |  |  |  | 0 | [9 empty] | 0 |  |  |  |  | 0 | 0
+ | Coal Liquefaction Plants |  |  |  | B_101316 | 0 | 0 | 0 | 0 | 0 | 0 | 0 | 0 | 0 | 0 | 0 | 0 | 0 | 0 | 0 | [23 empty] | 0 |  | 0 | 0 | 0 | 0 | [19 empty] | 0 | 0
+ | Liquefaction (LNG) / regasification plants |  |  |  | B_101317 | 0 | [37 empty] | 0 | 0 | [23 empty] | 0 | 0
+ | Gasification plants for biogas |  |  |  | B_101318 | 0 | [43 empty] | 0 |  |  |  | 0 |  | 0 | 0 | 0 | 0 | 0 | 0 | 0 | 0 | 0 | 0 | 0 | 0 |  | 0 | 0
+ | Gas-to-Liquids (GTL) Plants (Energy) |  |  |  | B_101319 | 0 | [37 empty] | 0 | 0 | [23 empty] | 0 | 0
+ | Non-specified (Energy) |  |  |  | B_101320 | 1.1226 | 0 | 0 | 0 | 0 | 0 | 0 | 0 | 0 | 0 | 0 | 0 | 0 | 0 | 0 | 0 | [15 empty] | 0 | [6 empty] | 0 | 0 | 0 | 0 | 0 | 0 | 0 |  |  |  | 0 |  | 0 | 0 | 0 | 0 | 0 | 0 | 0 | 0 | 0 | 0 | 0 | 0 |  | 0 | 1.1226
+ | Charcoal production plants (Energy) |  |  |  | B_101321 | 0 | [43 empty] | 0 |  |  |  | 0 |  | 0 | 0 | 0 | 0 | 0 | 0 | 0 | 0 | 0 | 0 | 0 | 0 |  | 0 | 0
Distribution losses |  |  |  |  | B_101400 | 805.5556 | 0 | 0 | 0 | 0 | 0 | 0 | 0 | 0 | 0 | 0 | 0 | 0 | 0 | 0 | 0 | [15 empty] | 0 | [6 empty] | 0.95538 | 0 | 0 | 0.95538 | 0 | 0 | 0 |  |  |  | 0 |  | 0 | 0 | 0 | 0 | 0 | 0 | 0 | 0 | 0 | 0 | 0 | 0 |  | 113.3801 | 691.22
Available for Final Consumption |  |  |  |  | B_101500 | 28077.3144 | 676.1966 | 0 | 0 | 471.8162 | 0 | 0 | 0 | 204.3804 | 0 | 0 | 0 | 0 | 0 | 0 | 14421.1092 | 926.6504 | 0 | 0 | 0 |  | 19.7287 | 1131.9146 | 1101.0796 | 1890.513 | 1.0509 | 0 | 964.5792 | 45.2852 | 2723.0343 | 5014.3308 | -207.3182 | 23.9562 | 5.0158 | 348.3806 | 427.1759 | 0 | 5.7323 | 1880.0277 | 1811.1684 | 0 | 68.8593 | 0 | 0 | 1060.643 | 0 | 0 | 0 | 0 | 0 | 897.2724 | 0 | 22.0694 | 13.1365 | 10.8197 | 114.8849 | 0 | 2.4601 | 0 | 13.1365 | 0 | 13.1365 | 0 | 421.8257 | 9604.3757
Final non-energy consumption |  |  |  |  | B_101600 | 2328.437 | 53.0238 | 0 | 0 | 53.0238 | 0 | 0 | 0 | 0 | 0 | 0 | 0 | 0 | 0 | 0 | 1797.6975 | 0 | 0 |  |  |  | 0 | 286.2807 | 709.0857 | 0 | 0 | 0 | 0 | 0 | 0 | 0 | 0 | 23.9562 | 6.0189 | 342.7916 | 423.832 | 0 | 5.7323 | 477.7157 | 477.7157 | 0 | 0 | 0 | 0 | 0 | [9 empty] | 0 | 0 | 0
+ | Non-Energy Use in Transformation sector |  |  |  | B_101603 | 0 | [14 empty] | 0 | 0 | 0 |  |  |  | 0 | 0 | 0 | 0 | 0 | 0 | 0 | 0 | 0 | 0 | 0 | 0 | 0 | 0 | 0 | 0 | 0 | [6 empty] | 0 | [9 empty] | 0 | 0 | 0
+ | Non-Energy Use in Energy sector |  |  |  | B_101604 | 0 | [14 empty] | 0 | 0 | 0 |  |  |  | 0 | 0 | 0 | 0 | 0 | 0 | 0 | 0 | 0 | 0 | 0 | 0 | 0 | 0 | 0 | 0 | 0 | [6 empty] | 0 | [9 empty] | 0 | 0 | 0
+ | Non-Energy Use in Industry sector |  |  |  | B_101605 | 2275.4132 | [14 empty] | 1797.6975 | 0 | 0 |  |  |  | 0 | 286.2807 | 709.0857 | 0 | 0 | 0 | 0 | 0 | 0 | 0 | 0 | 23.9562 | 6.0189 | 342.7916 | 423.832 | 0 | 5.7323 | 477.7157 | 477.7157 |  |  |  |  | 0 | [9 empty] | 0 | 0 | 0
|  | of which Non-Energy Use in Chemical/Petrochemical Industry |  |  | B_101601 | 1512.6588 | 0 | 0 | 0 | 0 | 0 | 0 | 0 | 0 | 0 | 0 | 0 | 0 | 0 | 0 | 1034.9432 | [6 empty] | 286.2807 | 707.987 | [7 empty] | 0 | 23.9562 |  |  | 16.7192 |  |  | 477.7157 | 477.7157 | 0 | 0 | 0 | 0
+ | Non-Energy Use in Transport sector |  |  |  | B_101606 | 0 | 0 | 0 | 0 | 0 | 0 | 0 | 0 | 0 | 0 | 0 | 0 | 0 | 0 | 0 | 0 | 0 | 0 |  |  |  | 0 | 0 | 0 | 0 | 0 | 0 | 0 | 0 | 0 | 0 | 0 | 0 | 0 | 0 | 0 | 0 | 0 | 0 | 0 | 0 | 0 | 0 | 0 | 0 | [9 empty] | 0 | 0 | 0
+ | Non-Energy Use in Other sectors |  |  |  | B_101607 | 0 | 0 | 0 | 0 | 0 | 0 | 0 | 0 | 0 | 0 | 0 | 0 | 0 | 0 | 0 | 0 | 0 | 0 |  |  |  | 0 | 0 | 0 | 0 | 0 | 0 | 0 | 0 | 0 | 0 | 0 | 0 | 0 | 0 | 0 | 0 | 0 | 0 | 0 | 0 | 0 | 0 | 0 | 0 | [9 empty] | 0 | 0 | 0
+ | Non-Energy Use in Industry, Transformation and Energy Sectors |  |  |  | B_101608 | 53.0238 | 53.0238 | 0 | 0 | 53.0238 | 0 | 0 | 0 | 0 | 0 | 0 | 0 | 0 | 0 | 0 | [23 empty] | 0 |  | 0 | 0 | 0 | 0
Final energy consumption |  |  |  |  | B_101700 | 19018.9405 | 615.2193 | 0 | 0 | 451.0127 | 0 | 0 | 0 | 164.2066 | 0 | 0 | 0 | 0 | 0 | 0 | 6812.506 | [6 empty] | 256.5444 | 178.3701 | 996.1068 | 1.0509 |  | 927.5103 | 45.2852 |  | 4319.4803 | 69.743 |  |  |  | 18.3911 |  |  | 506.9743 | 438.115 | 0 | 68.8593 | 0 | 0 | 1045.9301 |  |  |  | 0 |  | 897.2724 | 0 | 12.3961 | 13.1365 | 6.4011 | 114.2639 | 0 | 2.4601 | 0 | 13.1365 | 0 | 13.1365 |  | 420.7987 | 9604.3757
+ | Industry |  |  |  | B_101800 | 5926.3638 | 615.2193 | 0 | 0 | 451.0127 | 0 | 0 | 0 | 164.2066 | 0 | 0 | 0 | 0 | 0 | 0 | 814.0107 | [6 empty] | 256.5444 | 158.5459 | [6 empty] | 362.3531 | 18.1523 |  |  |  | 18.3911 |  |  | 361.5649 | 292.7056 | 0 | 68.8593 | 0 | 0 | 348.6672 |  |  |  | 0 |  | 331.2793 | 0 | 4.2515 | 13.1365 | 0 | 0 | 0 | 0 | 0 | 13.1365 | 0 | 13.1365 |  | 47.0049 | 3726.7364
| + | Iron & steel industry |  |  | B_101805 | 819.0265 | 319.8624 | 0 | 0 | 208.0587 | 0 | 0 | 0 | 111.8038 | 0 | 0 | 0 | 0 | 0 | 0 | 18.0329 | [7 empty] | 3.2961 | [6 empty] | 7.2131 | 0 |  |  |  | 7.5236 |  |  | 47.3631 | 1.0987 | 0 | 46.2645 | 0 | 0 | 1.8391 |  |  |  | 0 |  | 1.8391 | 0 | 0 | 0 | 0 | 0 | 0 | 0 | 0 | 0 | 0 | 0 |  | 0.11942 | 431.8095
| + | Chemical and Petrochemical industry |  |  | B_101815 | 1355.1877 | 217.3975 | 0 | 0 | 173.832 | 0 | 0 | 0 | 43.5655 | 0 | 0 | 0 | 0 | 0 | 0 | 314.4167 | [6 empty] | 256.5444 | 37.4272 | [6 empty] | 18.5344 | 1.9108 | [6 empty] | 128.7379 | 110.8245 | 0 | 17.9134 | 0 | 0 | 58.7561 |  |  |  | 0 |  | 55.7227 | 0 | 0 | 3.0333 | 0 | 0 | 0 | 0 | 0 | 3.0333 | 0 | 3.0333 |  | 11.2496 | 621.5726
| + | Non-ferrous metal industry |  |  | B_101810 | 1712.5967 | 0 | 0 | 0 | 0 | 0 | 0 | 0 | 0 | 0 | 0 | 0 | 0 | 0 | 0 | 21.1379 | [7 empty] | 14.3069 | [6 empty] | 5.1591 | 0 |  |  |  | 1.6719 |  |  | 36.5912 | 36.5912 | 0 | 0 | 0 | 0 | 0 |  |  |  | 0 |  | 0 | 0 | 0 | 0 | 0 | 0 | 0 | 0 | 0 | 0 | 0 | 0 |  | 0.78819 | 1654.0795
| + | Non-metallic Minerals (Glass, pottery & building mat. Industry) |  |  | B_101820 | 332.7362 | 77.9832 | 0 | 0 | 69.122 | 0 | 0 | 0 | 8.8373 | 0 | 0 | 0 | 0 | 0 | 0 | 77.7921 | [7 empty] | 41.8458 | [6 empty] | 26.7746 | 0 |  |  |  | 9.1956 |  |  | 55.46 | 50.7786 | 0 | 4.6814 | 0 | 0 | 34.6088 |  |  |  | 0 |  | 24.5056 | 0 | 0 | 10.1032 | 0 | 0 | 0 | 0 | 0 | 10.1032 | 0 | 10.1032 |  | 0.095538 | 76.6934
| + | Transport Equipment |  |  | B_101846 | 62.4582 | 0 | 0 | 0 | 0 | 0 | 0 | 0 | 0 | 0 | 0 | 0 | 0 | 0 | 0 | 11.6796 | [7 empty] | 5.4935 | [6 empty] | 6.1861 | 0 | [6 empty] | 1.4331 | 1.4331 | 0 | 0 | 0 | 0 | 0.071654 |  |  |  | 0 |  | 0.071654 | 0 | 0 | 0 | 0 | 0 | 0 | 0 | 0 | 0 | 0 | 0 |  | 2.7467 | 46.5272
| + | Machinery |  |  | B_101847 | 123.2206 | 0 | 0 | 0 | 0 | 0 | 0 | 0 | 0 | 0 | 0 | 0 | 0 | 0 | 0 | 13.5187 | [7 empty] | 2.1974 | [6 empty] | 11.3213 | 0 | [6 empty] | 5.6845 | 5.6845 | 0 | 0 | 0 | 0 | 0.19108 |  |  |  | 0 |  | 0.19108 | 0 | 0 | 0 | 0 | 0 | 0 | 0 | 0 | 0 | 0 | 0 |  | 3.726 | 100.0764
| + | Mining and Quarrying |  |  | B_101825 | 128.7857 | 0 | 0 | 0 | 0 | 0 | 0 | 0 | 0 | 0 | 0 | 0 | 0 | 0 | 0 | 73.1585 | [7 empty] | 1.0987 | [6 empty] | 72.0598 | 0 | [6 empty] | 4.1559 | 4.1559 | 0 | 0 | 0 | 0 | 1.027 |  |  |  | 0 |  | 1.027 | 0 | 0 | 0 | 0 | 0 | 0 | 0 | 0 | 0 | 0 | 0 |  | 0.14331 | 50.3009
| + | Food and Tabasco |  |  | B_101830 | 376.7316 | 0 | 0 | 0 | 0 | 0 | 0 | 0 | 0 | 0 | 0 | 0 | 0 | 0 | 0 | 77.9593 | [7 empty] | 27.515 | [6 empty] | 50.4443 | 0 | [6 empty] | 56.6781 | 56.6781 | 0 | 0 | 0 | 0 | 3.9887 |  |  |  | 0 |  | 3.9887 | 0 | 0 | 0 | 0 | 0 | 0 | 0 | 0 | 0 | 0 | 0 |  | 14.8801 | 223.2254
| + | Paper, Pulp and Print |  |  | B_101840 | 511.7512 | 0 | 0 | 0 | 0 | 0 | 0 | 0 | 0 | 0 | 0 | 0 | 0 | 0 | 0 | 20.493 | [7 empty] | 2.1974 | [6 empty] | 2.0541 | 16.2415 | [6 empty] | 8.3357 | 8.3357 | 0 | 0 | 0 | 0 | 163.6572 |  |  |  | 0 |  | 159.4058 | 0 | 4.2515 | 0 | 0 | 0 | 0 | 0 | 0 | 0 | 0 | 0 |  | 6.2578 | 312.9837
| + | Wood and Wood Products |  |  | B_101851 | 147.5351 | 0 | 0 | 0 | 0 | 0 | 0 | 0 | 0 | 0 | 0 | 0 | 0 | 0 | 0 | 7.2131 | [14 empty] | 7.2131 | 0 | [6 empty] | 4.8963 | 4.8963 | 0 | 0 | 0 | 0 | 76.359 |  |  |  | 0 |  | 76.359 | 0 | 0 | 0 | 0 | 0 | 0 | 0 | 0 | 0 | 0 | 0 |  | 6.7116 | 52.355
| + | Construction |  |  | B_101852 | 279.0914 | 0 | 0 | 0 | 0 | 0 | 0 | 0 | 0 | 0 | 0 | 0 | 0 | 0 | 0 | 164.0155 | [7 empty] | 20.9229 | [6 empty] | 143.0926 | 0 | [6 empty] | 0.76431 | 0.76431 | 0 | 0 | 0 | 0 | 4.5142 |  |  |  | 0 |  | 4.5142 | 0 | 0 | 0 | 0 | 0 | 0 | 0 | 0 | 0 | 0 | 0 |  | 0 | 109.7975
| + | Textile and Leather |  |  | B_101835 | 9.7449 | 0 | 0 | 0 | 0 | 0 | 0 | 0 | 0 | 0 | 0 | 0 | 0 | 0 | 0 | 2.1257 | [7 empty] | 1.0987 | [6 empty] | 1.027 | 0 | [6 empty] | 0.54935 | 0.54935 | 0 | 0 | 0 | 0 | 0 |  |  |  | 0 |  | 0 | 0 | 0 | 0 | 0 | 0 | 0 | 0 | 0 | 0 | 0 | 0 |  | 0 | 7.046
| + | Non-specified (Industry) |  |  | B_101853 | 67.474 | 0 | 0 | 0 | 0 | 0 | 0 | 0 | 0 | 0 | 0 | 0 | 0 | 0 | 0 | 12.42 | [7 empty] | 1.0987 | [6 empty] | 11.3213 | 0 | [6 empty] | 10.8675 | 10.8675 | 0 | 0 | 0 | 0 | 3.6543 |  |  |  | 0 |  | 3.6543 | 0 | 0 | 0 | 0 | 0 | 0 | 0 | 0 | 0 | 0 | 0 |  | 0.28662 | 40.2455
+ | Transport |  |  |  | B_101900 | 5306.1766 | 0 | 0 | 0 | 0 | 0 | 0 | 0 | 0 | 0 | 0 | 0 | 0 | 0 | 0 | 5016.2415 | [7 empty] | 2.1974 | 973.0343 | 1.0509 |  | 893.5464 |  |  | 3112.9741 | 33.4384 | [6 empty] | 103.1098 | 103.1098 | 0 | 0 | 0 | 0 | 124.0327 |  |  |  | 0 |  | 0 | 0 | 0.90761 | 0 | 6.4011 | 114.2639 | 0 | 2.4601 | 0 | 0 | 0 | 0 |  |  | 62.7687
| + | Rail |  |  | B_101910 | 75.0215 | 0 | 0 | 0 | 0 | 0 | 0 | 0 | 0 | 0 | 0 | 0 | 0 | 0 | 0 | 14.4024 | [14 empty] | 14.4024 | 0 | [6 empty] | 0 |  | 0 | 0 | 0 | 0 | 0 |  |  |  | 0 |  | 0 | 0 | 0 | 0 | 0 | 0 | 0 | 0 | 0 | 0 | 0 | 0 |  |  | 60.6191
| + | Road |  |  | B_101920 | 3521.52 | [14 empty] | 3381.2936 | [7 empty] | 2.1974 | 932.1439 | [5 empty] | 2446.9523 | 0 | [6 empty] | 14.0441 | 14.0441 |  |  |  |  | 124.0327 |  |  |  | 0 |  | 0 | 0 | 0.90761 | 0 | 6.4011 | 114.2639 | 0 | 2.4601 | 0 | 0 | 0 | 0 |  |  | 2.1496
| + | International aviation |  |  | B_101931 | 492.0703 | [14 empty] | 492.0703 | [11 empty] | 492.0703 |  |  |  | 0
| + | Domestic aviation |  |  | B_101932 | 402.527 | [14 empty] | 402.527 | [9 empty] | 1.0509 |  | 401.4761 |  |  |  | 0
| + | Domestic Navigation |  |  | B_101940 | 725.9482 | 0 | 0 | 0 | 0 | 0 | 0 | 0 | 0 | 0 | 0 | 0 | 0 | 0 | 0 | 725.9482 | [8 empty] | 40.8904 | [5 empty] | 651.6194 | 33.4384 | [6 empty] | 0 |  | 0 | 0 | 0 | 0 | 0 |  |  |  | 0 |  | 0 | 0 | 0 | 0 | 0 | 0 | 0 | 0 | 0 | 0 | 0 | 0
| + | Pipeline transport |  |  | B_101945 | 0 | [14 empty] | 0 | [15 empty] | 0 | [6 empty] | 0 | 0 | [24 empty] | 0
| + | Non-specified (Transport) |  |  | B_101950 | 89.0895 | 0 | 0 | 0 | 0 | 0 | 0 | 0 | 0 | 0 | 0 | 0 | 0 | 0 | 0 | 0 | [15 empty] | 0 | [6 empty] | 89.0895 | 89.0895 | 0 | 0 | 0 | 0 | 0 |  |  |  | 0 |  | 0 | 0 | 0 | 0 | 0 | 0 | 0 | 0 | 0 | 0 | 0 | 0 |  |  | 0
+ | Other Sectors |  |  |  | B_102000 | 7786.424 | 0 | 0 | 0 | 0 | 0 | 0 | 0 | 0 | 0 | 0 | 0 | 0 | 0 | 0 | 982.2299 | [7 empty] | 17.6268 | 23.0725 |  |  | 33.9639 | 45.2852 |  | 844.1292 | 18.1523 | [6 empty] | 42.2757 | 42.2757 | 0 | 0 | 0 | 0 | 573.2302 |  |  |  | 0 |  | 565.9931 | 0 | 7.237 | 0 | 0 | 0 | 0 | 0 | 0 | 0 | 0 | 0 |  | 373.7938 | 5814.8705
| + | Services |  |  | B_102035 | 2833.6916 | 0 | 0 | 0 | 0 | 0 | 0 | 0 | 0 | 0 | 0 | 0 | 0 | 0 | 0 | 196.9046 | [7 empty] | 8.8134 |  |  |  |  | 5.1591 |  | 179.1105 | 3.8215 | [6 empty] | 20.3019 | 20.3019 | 0 | 0 | 0 | 0 | 42.6101 |  |  |  | 0 |  | 35.3731 | 0 | 7.237 | 0 | 0 | 0 | 0 | 0 | 0 | 0 | 0 | 0 |  | 280.3334 | 2293.5416
| + | Residential |  |  | B_102010 | 4097.5447 | 0 | 0 | 0 | 0 | 0 | 0 | 0 | 0 | 0 | 0 | 0 | 0 | 0 | 0 | 129.55 | [7 empty] | 8.8134 | 16.767 |  |  |  | 40.15 |  | 63.8196 | 0 | [6 empty] | 3.726 | 3.726 | 0 | 0 | 0 | 0 | 525.867 |  |  |  | 0 |  | 525.867 | 0 | 0 | 0 | 0 | 0 | 0 | 0 | 0 | 0 | 0 | 0 |  | 93.0782 | 3345.3234
| + | Agriculture / Forestry |  |  | B_102030 | 311.9327 | 0 | 0 | 0 | 0 | 0 | 0 | 0 | 0 | 0 | 0 | 0 | 0 | 0 | 0 | 132.7983 | [14 empty] | 132.7983 | 0 | [6 empty] | 15.2623 | 15.2623 | 0 | 0 | 0 | 0 | 4.753 |  |  |  | 0 |  | 4.753 | 0 | 0 | 0 | 0 | 0 | 0 | 0 | 0 | 0 | 0 | 0 |  | 0.38215 | 158.737
| + | Fishing |  |  | B_102020 | 456.8883 | 0 | 0 | 0 | 0 | 0 | 0 | 0 | 0 | 0 | 0 | 0 | 0 | 0 | 0 | 439.5959 | [8 empty] | 6.2816 | [5 empty] | 418.9835 | 14.3308 | [6 empty] | 0 | 0 | 0 | 0 | 0 | 0 | 0 |  |  |  | 0 |  | 0 | 0 | 0 | 0 | 0 | 0 | 0 | 0 | 0 | 0 | 0 | 0 |  | 0 | 17.2924
| + | Non-specified (Other) |  |  | B_102040 | 86.3906 | 0 | 0 | 0 | 0 | 0 | 0 | 0 | 0 | 0 | 0 | 0 | 0 | 0 | 0 | 83.3811 | [11 empty] | 33.9639 |  |  | 49.4172 | 0 | [6 empty] | 3.0095 | 3.0095 | 0 | 0 | 0 | 0 | 0 |  |  |  | 0 |  | 0 | 0 | 0 | 0 | 0 | 0 | 0 | 0 | 0 | 0 | 0 | 0 |  | 0 | 0
Statistical differences |  |  |  |  | B_102200 | 6729.9369 | 7.9536 | 0 | 0 | -32.2203 | 0 | 0 | 0 | 40.1739 | 0 | 0 | 0 | 0 | 0 | 0 | 5810.9057 | 926.6504 | 0 | 0 | 0 |  | 19.7287 | 589.0895 | 213.5999 | 894.4062 | 0 | 0 | 37.0689 | 0 | 2723.0343 | 694.8744 | -277.0612 | 0 | -1.0032 | 5.589 | -15.0473 | 0 | 0 | 895.3616 | 895.3616 | 0 | 0 | 0 | 0 | 14.689 | 0 | 0 | 0 | 0 | 0 | 0 | 0 | 9.6733 | 0 | 4.4186 | 0.621 | 0 | 0 | 0 | 0 | 0 | 0 | 0 | 1.027 | 0
Memo item:
|  | Liquid biofuels blended in gasoline/diesel |  |  | B_101014 | [54 empty] | 10.8197 | 114.8849

## Eurostat_EB-2014
[6 empty] | 0000 | 2000 | 2115 | 2116 | 2117 | 2118 | 2210 | 2112 | 2121 | 2122 | 2130 | 2230 | 2310 | 2330 | 2410 | 3000 | 3105 | 3106 | 3191 | 3192 | 3193 | 3214 | 3215 | 3220 | 3234 | 3235 | 3246 | 3247 | 3244 | 3250 | 3260 | 3270A | 3281 | 3282 | 3283 | 3285 | 3286 | 3295 | 4000 | 4100 | 4210 | 4220 | 4230 | 4240 | 5500 | 5510 | 5520 | 5535 | 5532 | 5534 | 5541 | 5544 | 5542 | 55431 | 5546 | 5547 | 5549 | 5548 | 5550 | 7200 | 7100 | 55432 | 5100 | 5200 | 6000
ktoe |  |  |  | Norway | 2014 | Total all products | Solid fuels | Anthracite | Coking coal | Other bituminous coal | Sub-bituminous coal | Lignite / Brown Coal | Patent Fuels | Coke oven coke | Gas coke | Coal tar | BKB | Peat | Peat products | Oil shale & oil sands | Oil (total) | Crude oil | Natural Gas Liguids | Refinery Feedstocks | Additives / Oxygenates | Other Hydrocarb. (w/o bio) | Refinery gas | Ethane | LPG | Motor Gasoline (w/o bio) | Aviation Gasoline | Gasoline Type Jet Fuel | Kerosene Type Jet Fuel | Other Kerosene | Naphtha | Gas/Diesel Oil (w/o bio) | Fuel Oil | White spirit and SBP | Lubricants | Bitumen | Petroleum Coke | Paraffin Waxes | Other Products | Gas | Natural gas | Coke oven gas | Blast furnace gas | Gasworks gas | Other recovered gas | Total Renewables | Hydro power | Wind power | Tide, wave and ocean | Solar thermal | Solar PV | Solid biomass | Charcoal | Biogas (all) | Municipal wastes (renew.) | Bio gasoline | Biodiesel | Bio jet kerosene | Other liquid biofuels | Geo-thermal | Wastes (non ren.) | Industrial wastes | Municial wastes (non-ren.) | Nuclear heat | Derived heat | Electricity
+ | Primary production |  |  |  | B_100100 | 196256.831 | 1124.1999 | 0 | 0 | 1124.1999 | 0 | 0 | [5 empty] | 0 |  | 0 | 86954.046 | 76948.0749 | 9954.1177 |  | 51.8534 | [18 empty] | 94989.7057 | 94989.7057 |  |  |  |  | 12964.4597 | 11684.7712 | 190.5513 | 0 | 0 | 0 | 840.5226 |  | 23.1442 | 221.9595 | 0 | 0 | 0 | 3.511 | 0 | 224.4196 | 2.4601 | 221.9595 | 0
+ | Primary production receipt |  |  |  | B_100110 | 0 | [14 empty] | 0 | [15 empty] | 0
+ | From other sources (Recovered products) |  |  |  | B_100200 | 0 | 0 | 0 | 0 | 0 | 0 | 0 | 0 | 0 | 0 | 0 | 0 | 0 | 0 | 0 | 0 |  |  |  | 0 | [18 empty] | 0 | 0 |  |  | 0 | 0
| + | of which From Oil Products |  |  | B_150201 | 0 | 0 | [5 empty] | 0 | 0 | 0 | 0 | 0 |  | 0 | 0 | [23 empty] | 0 | 0 | 0 | 0 | 0 | 0
| + | of which From Natural Gas |  |  | B_150202 | 0 | 0 | [5 empty] | 0 | 0 | 0 | 0 | 0 |  | 0 | 0 | [23 empty] | 0 |  | 0 | 0 | 0 | 0
| + | of which From Renewables |  |  | B_150203 | 0 | 0 | [5 empty] | 0 | 0 | 0 | 0 | 0 |  | 0 | 0 | 0 |  |  |  | 0 | [18 empty] | 0 | 0 | 0 | 0 | 0 | 0
| + | of which From Coal |  |  | B_150204 | 0 | [37 empty] | 0 | 0
+ | Recycled products |  |  |  | B_100210 | 0 | [14 empty] | 0 | [15 empty] | 0
+ | Imports |  |  |  | B_100300 | 6989.4669 | 820.4834 | 0 | 0 | 510.7481 | 0 | 0 | 0 | 309.7354 | 0 | 0 | 0 | 0 | 0 | 0 | 5474.133 | 1241.2821 | [5 empty] | 63.8674 | 183.8875 | 174.047 |  |  | 396.3409 | 154.4139 | 163.5617 | 1145.7438 | 1133.0849 | 19.7764 | 42.1324 | 403.3391 | 333.5483 |  | 19.1077 | 0 | 0 |  |  |  |  | 149.1115 |  |  |  | 0 |  | 21.0662 | 0 | 0 | 0 | 9.8166 | 114.5505 | 0 | 3.6782 | 0 | 0 | 0 | 0 |  | 0 | 545.739
+ | Stock changes |  |  |  | B_100400 | 481.5372 | -15.4294 | 0 | 0 | -16.767 | 0 | 0 | 0 | 1.3614 | 0 | 0 | 0 | 0 | 0 | 0 | 496.7756 | 306.0094 | [5 empty] | 0 | 19.8242 | 68.1666 |  |  | 49.4172 | 9.2672 | 80.7299 | -39.123 | 13.3754 |  |  |  | -10.8675 |  |  | 0.16719 | 0.16719 | 0 | 0 | 0 | 0 | 0 | [5 empty] | 0 | 0 | 0 | 0 | 0 | 0 | 0 | 0 |  | 0 | 0 | 0
- | Exports |  |  |  | B_100500 | 174346.5654 | 1079.2252 | 0 | 0 | 1079.2252 | 0 | 0 | 0 | 0 | 0 | 0 | 0 | 0 | 0 | 0 | 81313.6763 | 65136.0944 | [5 empty] | 1168.243 | 5420.6076 | 2241.7598 |  |  | 12.3483 | 118.372 | 2773.383 | 2842.2423 | 1502.8184 |  |  | 0.9315 | 77.7443 |  | 19.1077 | 90050.492 | 90050.492 |  |  |  |  | 17.3641 |  |  |  | 0 |  | 17.3641 | 0 | 0 | 0 | 0 | 0 | 0 | 0 | 0 | 0 | 0 | 0 |  | 0 | 1885.8078
- | Bunkers |  |  |  | B_100800 | 144.5257 | 0 | 0 | 0 | 0 | 0 | 0 | 0 | 0 | 0 | 0 | 0 | 0 | 0 | 0 | 144.5257 | [14 empty] | 70.0057 | 74.5199 | [6 empty] | 0 | 0
- | Direct use |  |  |  | B_100112
Gross inland consumption |  |  |  |  | B_100900 | 29236.7202 | 850.0287 | 0 | 0 | 538.9319 | 0 | 0 | 0 | 311.0729 | 0 | 0 | 0 | 0 | 0 | 0 | 11466.7527 | 13359.2481 | 9954.1177 |  | 51.8534 |  |  | -1104.3757 | -5216.9198 | -1999.5462 |  |  | 433.3859 | 45.2852 | -2529.0675 | -1805.6033 | -430.878 | 19.7764 | 42.1324 | 402.4076 | 244.9365 |  | 0 | 4939.3809 | 4939.3809 | 0 | 0 | 0 | 0 | 13096.2071 | 11684.7712 | 190.5513 | 0 | 0 | 0 | 844.2247 | 0 | 23.1442 | 221.9595 | 9.8166 | 114.5505 | 0 | 7.1893 | 0 | 224.4196 | 2.4601 | 221.9595 | 0 | 0 | -1340.0688
Transformation input |  |  |  |  | B_101000 | 16106.4775 | 101.3662 | 0 | 0 | 16.767 | 0 | 0 | 0 | 84.5753 | 0 | 0 | 0 | 0 | 0 | 0 | 14864.9326 | 12867.2017 | 1051.1608 | 878.9768 | 51.8534 |  |  |  | 4.3948 | [6 empty] | 11.3213 | 0 | [6 empty] | 372.1219 | 357.3373 | 0 | 14.7846 | 0 | 0 | 347.8313 |  |  |  | 0 |  | 123.2445 | 0 | 8.6701 | 212.4057 | 0 | 0 | 0 | 3.511 | 0 | 214.8658 | 2.4601 | 212.4057 | 0 | 130.8398 | 74.5438
+ | Conventional Thermal Power Stations |  |  |  | B_101001 | 822.2748 | 16.767 | 0 | 0 | 16.767 | 0 | 0 | 0 | 0 | 0 | 0 | 0 | 0 | 0 | 0 | 4.1081 | [14 empty] | 4.1081 | 0 | [6 empty] | 360.6095 | 346.0399 | 0 | 14.5696 | 0 | 0 | 155.7992 |  |  |  | 0 |  | 1.9108 |  | 2.2213 | 151.6671 | 0 | 0 | 0 | 0 | 0 | 154.1273 | 2.4601 | 151.6671 |  | 130.8398
| + | Main Activity Producer Conventional Thermal Power Stations |  |  | B_101021 | 336.916 | 16.767 | 0 | 0 | 16.767 | 0 | 0 | 0 | 0 | 0 | 0 | 0 | 0 | 0 | 0 | 0 | [15 empty] | 0 | [6 empty] | 14.5696 | 0 | 0 | 14.5696 | 0 | 0 | 153.8884 |  |  |  | 0 |  | 0 |  | 2.2213 | 151.6671 | 0 | 0 | 0 | 0 | 0 | 151.6671 | 0 | 151.6671
|  | + | Main Activity Producer Electricity Plants |  | B_101031 | 16.3609 | 0 | 0 | 0 | 0 | 0 | 0 | 0 | 0 | 0 | 0 | 0 | 0 | 0 | 0 | 0 | [15 empty] | 0 | [6 empty] | 14.5696 | 0 | 0 | 14.5696 | 0 | 0 | 1.7913 |  |  |  | 0 |  | 0 |  | 1.7913 | 0 | 0 | 0 | 0 | 0 | 0 | 0 | 0 | 0
|  | + | Main Activity Producer CHP Plants |  | B_101032 | 320.5312 | 16.767 | 0 | 0 | 16.767 | 0 | 0 | 0 | 0 | 0 | 0 | 0 | 0 | 0 | 0 | 0 | [15 empty] | 0 | [6 empty] | 0 | 0 | 0 | 0 | 0 | 0 | 152.0971 |  |  |  | 0 |  | 0 |  | 0.42992 | 151.6671 | 0 | 0 | 0 | 0 | 0 | 151.6671 | 0 | 151.6671
| + | Autoproducer Conventional Thermal Power Stations |  |  | B_101022 | 354.5428 | 0 | 0 | 0 | 0 | 0 | 0 | 0 | 0 | 0 | 0 | 0 | 0 | 0 | 0 | 4.1081 | [14 empty] | 4.1081 | 0 | [6 empty] | 346.0399 | 346.0399 | 0 | 0 | 0 | 0 | 1.9108 |  |  |  | 0 |  | 1.9108 |  | 0 | 0 | 0 | 0 | 0 | 0 | 0 | 2.4601 | 2.4601 | 0
|  | + | Autoproducer Electricity Plants |  | B_101034 | 354.5428 | 0 | 0 | 0 | 0 | 0 | 0 | 0 | 0 | 0 | 0 | 0 | 0 | 0 | 0 | 4.1081 | [14 empty] | 4.1081 | 0 | [6 empty] | 346.0399 | 346.0399 | 0 | 0 | 0 | 0 | 1.9108 |  |  |  | 0 |  | 1.9108 |  | 0 | 0 | 0 | 0 | 0 | 0 | 0 | 2.4601 | 2.4601 | 0
|  | + | Autoproducer CHP Plants |  | B_101035 | 0 | 0 | 0 | 0 | 0 | 0 | 0 | 0 | 0 | 0 | 0 | 0 | 0 | 0 | 0 | 0 | [15 empty] | 0 | [6 empty] | 0 | 0 | 0 | 0 | 0 | 0 | 0 |  |  |  | 0 |  | 0 |  | 0 | 0 | 0 | 0 | 0 | 0 | 0 | 0 | 0 | 0
| + | Used for electricity generation |  |  | B_101017 | 130.8398 | [62 empty] | 130.8398
+ | Nuclear Power Stations |  |  |  | B_101002 | 0 | [61 empty] | 0
+ | Coke-ovens |  |  |  | B_101004 | 0 | 0 | 0 | 0 | 0 | 0 | 0 | 0 | 0 | 0 | 0 | 0 | 0 | 0 | 0 | 0 | [15 empty] | 0 | [6 empty] | 0 | 0 | 0 | 0 | 0 | 0
+ | Blast-furnaces |  |  |  | B_101006 | 84.5753 | 84.5753 | [6 empty] | 84.5753
+ | Gas works |  |  |  | B_101007 | 0 | 0 | 0 | 0 | 0 | 0 | 0 | 0 | 0 | 0 | 0 | 0 | 0 | 0 | 0 | 0 | [15 empty] | 0 | [6 empty] | 0 | 0 | 0 | 0 | 0 | 0 | 0 | [7 empty] | 0 |  | 0 | 0 | 0 | 0
+ | Refineries |  |  |  | B_101008 | 14849.1927 | [14 empty] | 14849.1927 | 12867.2017 | 1051.1608 | 878.9768 | 51.8534
+ | District heating plants |  |  |  | B_101009 | 350.4347 | 0 | 0 | 0 | 0 | 0 | 0 | 0 | 0 | 0 | 0 | 0 | 0 | 0 | 0 | 11.6079 | [7 empty] | 4.3948 | [6 empty] | 7.2131 | 0 | [6 empty] | 11.5124 | 11.2735 | 0 | 0.21496 | 0 | 0 | 192.0321 |  |  |  | 0 |  | 121.3337 |  | 6.4488 | 60.7385 | 0 | 0 | 0 | 3.511 | 0 | 60.7385 | 0 | 60.7385 |  |  | 74.5438
| + | Main Activity Producer Heat Only Plants |  |  | B_101038 | 275.8909 | 0 | 0 | 0 | 0 | 0 | 0 | 0 | 0 | 0 | 0 | 0 | 0 | 0 | 0 | 11.6079 | [7 empty] | 4.3948 | [6 empty] | 7.2131 | 0 | [6 empty] | 11.5124 | 11.2735 | 0 | 0.21496 | 0 | 0 | 192.0321 |  |  |  | 0 |  | 121.3337 |  | 6.4488 | 60.7385 | 0 | 0 | 0 | 3.511 | 0 | 60.7385 | 0 | 60.7385
| + | Autoproducer Heat Only Plants |  |  | B_101039 | 0 | 0 | 0 | 0 | 0 | 0 | 0 | 0 | 0 | 0 | 0 | 0 | 0 | 0 | 0 | 0 | [15 empty] | 0 | [6 empty] | 0 | 0 | 0 | 0 | 0 | 0 | 0 |  |  |  | 0 |  | 0 |  | 0 | 0 | 0 | 0 | 0 | 0 | 0 | 0 | 0 | 0
| + | Used for heat pumps |  |  | B_101322 | 17.5313 | [63 empty] | 17.5313
| + | Used for electric boilers |  |  | B_101323 | 57.0125 | [63 empty] | 57.0125
+ | Patent fuel plants |  |  |  | B_101010 | 0 | 0 | 0 | 0 | 0 | 0 | 0 | 0 | 0 | 0 | 0 | 0 | 0 | 0 | 0 | 0 | [15 empty] | 0 | [6 empty] | 0 |  | 0 | 0 | 0 | 0 | 0 | [9 empty] | 0 | 0 | 0 | 0 |  | 0 | 0
+ | BKB / PB Plants |  |  |  | B_101011 | 0 | 0 | 0 | 0 | 0 | 0 | 0 | 0 | 0 | 0 | 0 | 0 | 0 | 0 | 0 | [23 empty] | 0 |  | 0 | 0 | 0 | 0 | 0 | [5 empty] | 0 | 0 |  | 0 | 0 | 0 | 0 | 0 |  | 0 | 0 | 0
+ | Coal Liquefaction Plants |  |  |  | B_101012 | 0 | 0 | 0 | 0 | 0 | 0 | 0 | 0 | 0 | 0 | 0 | 0 | 0 | 0 | 0 | [23 empty] | 0 |  | 0 | 0 | 0 | 0
+ | For Blended Natural Gas |  |  |  | B_101013 | 0 | [14 empty] | 0 | [15 empty] | 0 | [6 empty] | 0 |  | 0 | 0 | 0 | 0 | 0 | [7 empty] | 0 |  | 0 | 0 | 0
+ | Charcoal production plants (transformation) |  |  |  | B_101015 | 0 | [43 empty] | 0 | [5 empty] | 0 |  |  |  | 0 | 0 | 0 | 0
+ | Gas-to-Liquids (GTL) Plants (transformation) |  |  |  | B_101016 | 0 | [37 empty] | 0 | 0
+ | Non-specified Transformation Input |  |  |  | B_101020 | 0 | 0 | 0 | 0 | 0 | 0 | 0 | 0 | 0 | 0 | 0 | 0 | 0 | 0 | 0 | 0 | [15 empty] | 0 | [6 empty] | 0 | 0 | 0 | 0 | 0 | 0 | 0 |  |  |  | 0 |  | 0 | 0 | 0 | 0 | 0 | 0 | 0 | 0 | 0 | 0 | 0 | 0
Transformation output |  |  |  |  | B_101100 | 15842.6961 | 0 | [5 empty] | 0 | 0 | 0 | 0 | 0 |  | 0 |  | 14837.7042 | [5 empty] | 500.3105 |  | 403.0047 | 3459.1096 |  |  | 593.9859 | 41.177 | 1648.2994 | 6419.5089 | 1612.6875 |  |  |  | 159.6685 |  |  | 84.5753 |  | 0 | 84.5753 | 0 | 0 | 0 | [6 empty] | 0 | [11 empty] | 621.6203 | 298.7962
+ | Conventional Thermal Power Stations |  |  |  | B_101101 | 515.8594 | [62 empty] | 217.0632 | 298.7962
| + | Main Activity Producer Conventional Thermal Power Stations |  |  | B_101121 | 261.8706 | [62 empty] | 217.0632 | 44.8075
|  | + | El. Gen. Main activity electricity only - Geothermal |  | 15_107038 | 0 | [63 empty] | 0
|  | + | El. Gen. Main activity electricity only - Combustible Fuels |  | 15_107048 | 11.178 | [63 empty] | 11.178
|  | + | El. Gen. Main activity electricity only - Other Sources |  | 15_107054 | 0 | [63 empty] | 0
|  | + | El. Gen. Main activity electricity only - Solar Thermal |  | 14_1070422 | 0 | [63 empty] | 0
|  | + | El. Gen. Main activity CHP plants - Geothermal |  | 15_107039 | 0 | [63 empty] | 0
|  | + | El. Gen. Main activity CHP plants - Combustible Fuels |  | 15_107049 | 33.6295 | [63 empty] | 33.6295
|  | + | El. Gen. Main activity CHP plants - Other Sources |  | 15_107055 | 0 | [63 empty] | 0
|  | + | El. Gen. Main activity CHP plants - Solar Thermal |  | 14_1070423 | 0 | [63 empty] | 0
|  | + | Heat Prod. Main activity CHP plants - Geothermal |  | 15_107064 | 0 | [62 empty] | 0
|  | + | Heat Prod. Main activity CHP plants - Combustible Fuels |  | 15_107072 | 216.275 | [62 empty] | 216.275
|  | + | Heat Prod. Main activity CHP plants - Heat Pumps |  | 15_107076 | 0.16719 | [62 empty] | 0.16719
|  | + | Heat Prod. Main activity CHP plants - Electric Boilers |  | 15_107080 | 0.621 | [62 empty] | 0.621
|  | + | Heat Prod. Main activity CHP plants - Other Sources |  | 15_107086 | 0 | [62 empty] | 0
|  | + | Heat Prod. Main activity CHP plants - Solar Thermal |  | 14_1070681 | 0 | [62 empty] | 0
| + | Autoproducer Conventional Thermal Power Stations |  |  | B_101122 | 253.9887 | [62 empty] | 0 | 253.9887
|  | + | El. Gen. Autoproducer electricity only - Geothermal |  | 15_107040 | 0 | [63 empty] | 0
|  | + | El. Gen. Autoproducer electricity only - Combustible Fuels |  | 15_107050 | 227.9545 | [63 empty] | 227.9545
|  | + | El. Gen. Autoproducer electricity only - Heat from Chemical Sources |  | 15_107052 | 26.0581 | [63 empty] | 26.0581
|  | + | El. Gen. Autoproducer electricity only - Other Sources |  | 15_107056 | 0 | [63 empty] | 0
|  | + | El. Gen. Autoproducer electricity only - Solar Thermal |  | 14_1070432 | 0 | [63 empty] | 0
|  | + | El. Gen. Autoproducer CHP plants - Geothermal |  | 15_107041 | 0 | [63 empty] | 0
|  | + | El. Gen. Autoproducer CHP plants - Combustible Fuels |  | 15_107051 | 0 | [63 empty] | 0
|  | + | El. Gen. Autoproducer CHP plants - Heat from Chemical Sources |  | 15_107053 | 0 | [63 empty] | 0
|  | + | El. Gen. Autoproducer CHP plants - Other Sources |  | 15_107057 | 0 | [63 empty] | 0
|  | + | El. Gen. Autoproducer CHP plants - Solar Thermal |  | 14_1070433 | 0 | [63 empty] | 0
|  | + | Heat Prod. Autoproducer CHP plants - Geothermal |  | 15_107066 | 0 | [62 empty] | 0
|  | + | Heat Prod. Autoproducer CHP plants - Combustible Fuels |  | 15_107074 | 0 | [62 empty] | 0
|  | + | Heat Prod. Autoproducer CHP plants - Heat Pumps |  | 15_107078 | 0 | [62 empty] | 0
|  | + | Heat Prod. Autoproducer CHP plants - Electric Boilers |  | 15_107082 | 0 | [62 empty] | 0
|  | + | Heat Prod. Autoproducer CHP plants - Heat from Chemical Sources |  | 15_107084 | 0 | [62 empty] | 0
|  | + | Heat Prod. Autoproducer CHP plants - Other Sources |  | 15_107088 | 0 | [62 empty] | 0
|  | + | Heat Prod. Autoproducer CHP plants - Solar Thermal |  | 14_1070701 | 0 | [62 empty] | 0
+ | Nuclear power stations |  |  |  | B_101102 | 0 | [62 empty] | 0 | 0
| + | El. Gen. Main Activity electricity only - Nuclear |  |  | 15_107030 | 0 | [63 empty] | 0
| + | El. Gen. Main Activity CHP plants - Nuclear |  |  | 15_107031 | 0 | [63 empty] | 0
| + | El. Gen. Autoproducer electricity only - Nuclear |  |  | 15_107032 | 0 | [63 empty] | 0
| + | El. Gen. Autoproducer CHP plants - Nuclear |  |  | 15_107033 | 0 | [63 empty] | 0
| + | Heat Prod. Main Activity CHP plants - Nuclear |  |  | 15_107060 | 0 | [62 empty] | 0
| + | Heat Prod. Autoproducer CHP plants - Nuclear |  |  | 15_107062 | 0 | [62 empty] | 0
+ | Coke-ovens |  |  |  | B_101104 | 0 | 0 | [6 empty] | 0 |  | 0 | [27 empty] | 0 |  | 0
+ | Blast-furnaces |  |  |  | B_101106 | 84.5753 | [37 empty] | 84.5753 |  |  | 84.5753 |  | 0
+ | Gas works |  |  |  | B_101107 | 0 | 0 | [7 empty] | 0 | [28 empty] | 0 |  |  |  | 0
+ | Refineries |  |  |  | B_101108 | 14837.7042 | [14 empty] | 14837.7042 | [5 empty] | 500.3105 |  | 403.0047 | 3459.1096 |  |  | 593.9859 | 41.177 | 1648.2994 | 6419.5089 | 1612.6875 |  |  |  | 159.6685
+ | Patent Fuel Plants |  |  |  | B_101110 | 0 | 0 | [5 empty] | 0
+ | BKB / PB Plants |  |  |  | B_101111 | 0 | 0 | [9 empty] | 0 |  | 0
+ | Charcoal production plants |  |  |  | B_101115 | 0 | [43 empty] | 0 | [6 empty] | 0
+ | District Heating Plants |  |  |  | B_101109 | 404.5572 | [62 empty] | 404.5572
| + | Heat Prod. Main activity heat only plants - Nuclear |  |  | 15_107061 | 0 | [62 empty] | 0
| + | Heat Prod. Main activity heat only plants - Geothermal |  |  | 15_107065 | 0 | [62 empty] | 0
| + | Heat Prod. Main activity heat only plants - Combustible Fuels |  |  | 15_107073 | 199.8424 | [62 empty] | 199.8424
| + | Heat Prod. Main activity heat only plants - Heat Pumps |  |  | 15_107077 | 40.0067 | [62 empty] | 40.0067
| + | Heat Prod. Main activity heat only plants - Electric Boilers |  |  | 15_107081 | 56.917 | [62 empty] | 56.917
| + | Heat Prod. Main activity heat only plants - Other Sources |  |  | 15_107087 | 17.2447 | [62 empty] | 17.2447
| + | Heat Prod. Main activity heat only plants - Solar Thermal |  |  | 14_1070691 | 0 | [62 empty] | 0
| + | Heat Prod. Autoproducer heat only plants - Nuclear |  |  | 15_107063 | 0 | [62 empty] | 0
| + | Heat Prod. Autoproducer heat only plants - Geothermal |  |  | 15_107067 | 0 | [62 empty] | 0
| + | Heat Prod. Autoproducer heat only plants - Combustible Fuels |  |  | 15_107075 | 0 | [62 empty] | 0
| + | Heat Prod. Autoproducer heat only plants - Heat Pumps |  |  | 15_107079 | 0 | [62 empty] | 0
| + | Heat Prod. Autoproducer heat only plants - Electric Boilers |  |  | 15_107083 | 0 | [62 empty] | 0
| + | Heat Prod. Autoproducer heat only plants - Heat from Chemical Sources |  |  | 15_107085 | 76.4307 | [62 empty] | 76.4307
| + | Heat Prod. Autoproducer heat only plants - Other Sources |  |  | 15_107089 | 14.1158 | [62 empty] | 14.1158
| + | Heat Prod. Autoproducer heat only plants - Solar Thermal |  |  | 14_1070711 | 0 | [62 empty] | 0
Exchanges and transfers, returns |  |  |  |  | B_101200 | 435.5116 | [14 empty] | 435.5116 | 0 | -8902.9569 | 878.9768 |  |  | 0 | 1852.0111 | 5927.1042 | 0 | 0 | 0 | 0 | 0 | 1465.845 | -1.027 | -783.4145 | -1.0509 | 0 | 0 | 0 | 0 | 0 | [6 empty] | -11875.3224 | -11684.7712 | -190.5513 | 0 |  | 0 |  |  |  |  | 0 | 0 | 0 | [7 empty] | 11875.3224
+ | Interproduct tranfers |  |  |  | B_101210 | 395.9826 | [14 empty] | 395.9826 |  | -8902.9569 |  |  |  |  | 1877.3287 | 5955.7419 | [5 empty] | 1465.845 |  | 0 | [12 empty] | -11875.3224 | -11684.7712 | -190.5513 | 0 |  | 0 | [14 empty] | 11875.3224
+ | Products transferred |  |  |  | B_101220 | 44.9986 | [14 empty] | 44.9986 |  |  | 827.4577 | [12 empty] | -782.4592
+ | Petrochemical industry (Returns from petrochem. Industry) |  |  |  | B_101230 | -5.4457 | [14 empty] | -5.4457 | 0 | 0 | 51.5191 |  |  | 0 | -25.3177 | -28.6376 | 0 | 0 | 0 | 0 | 0 | 0 | -1.027 | -0.95538 | -1.0509 | 0 | 0 | 0 | 0 | 0 | [6 empty] | 0 | [9 empty] | 0 | 0 | 0
Consumption of the energy branch |  |  |  |  | B_101300 | 5253.2244 | 0 | 0 | 0 | 0 | 0 | 0 | 0 | 0 | 0 | 0 | 0 | 0 | 0 | 0 | 747.5877 | [5 empty] | 484.0451 | [8 empty] | 263.5426 | 0 | [6 empty] | 3805.1973 | 3805.1973 | 0 | 0 | 0 | 0 | 0 |  |  |  | 0 |  | 0 | 0 | 0 | 0 | 0 | 0 | 0 | 0 | 0 | 0 | 0 | 0 |  | 0.69265 | 699.7468
+ | Own Use in Electricity, CHP and Heat Plants |  |  |  | B_101301 | 62.697 | 0 | 0 | 0 | 0 | 0 | 0 | 0 | 0 | 0 | 0 | 0 | 0 | 0 | 0 | 1.027 | [14 empty] | 1.027 | 0 | [6 empty] | 0.19108 | 0.19108 | 0 | 0 | 0 | 0 | 0 |  |  |  | 0 |  | 0 | 0 | 0 | 0 | 0 | 0 | 0 | 0 | 0 | 0 | 0 | 0 |  | 0.69265 | 60.7863
+ | Pumped storage power stations balance (Pumping stations) |  |  |  | B_101302 | 24.6728 | [63 empty] | 24.6728
| + | Used for pumped storage |  |  | 17_107302 | 88.4685 | [63 empty] | 88.4685
| - | Production in pumped storage power station |  |  | 17_107301 | 63.7957 | [63 empty] | 63.7957
|  | + | El. Gen. Main Activity electricity only - Pumped Hydro |  | 15_107036 | 61.9089 | [63 empty] | 61.9089
|  | + | El. Gen. Autoproducer electricity only - Pumped Hydro |  | 15_107037 | 1.8869 | [63 empty] | 1.8869
+ | Oil and Natural Gas extraction plants |  |  |  | B_101305 | 4623.2445 | [14 empty] | 253.2483 | [14 empty] | 253.2483 | 0 | [6 empty] | 3805.0062 | 3805.0062 | [23 empty] | 0 | 565.0139
+ | Oil refineries (Petroleum Refineries) |  |  |  | B_101307 | 527.6345 | 0 | 0 | 0 | 0 | 0 | 0 | 0 | 0 | 0 | 0 | 0 | 0 | 0 | 0 | 484.0451 | [5 empty] | 484.0451 | [9 empty] | 0 | [6 empty] | 0 | 0 | 0 | 0 | 0 | 0 | 0 |  |  |  | 0 |  | 0 | 0 | 0 | 0 | 0 | 0 | 0 | 0 | 0 | 0 | 0 | 0 |  | 0 | 43.5894
+ | Nuclear industry |  |  |  | B_101308 | 0 | [62 empty] | 0 | 0
+ | Coal Mines |  |  |  | B_101310 | 11.7512 | 0 | 0 | 0 | 0 | 0 | 0 | 0 | 0 | 0 | 0 | 0 | 0 | 0 | 0 | 9.2672 | [14 empty] | 9.2672 | 0 | [6 empty] | 0 | 0 | 0 | 0 | 0 | 0 | 0 |  |  |  | 0 |  | 0 | 0 | 0 | 0 | 0 | 0 | 0 | 0 | 0 | 0 | 0 | 0 |  | 0 | 2.484
+ | Patent fuel plants |  |  |  | B_101311 | 0 | 0 | 0 | 0 | 0 | 0 | 0 | 0 | 0 | 0 | 0 | 0 | 0 | 0 | 0 | [23 empty] | 0 |  | 0 | 0 | 0 | 0 | 0 |  |  |  | 0 |  | 0 | 0 | 0 | 0 | 0 | 0 | 0 | 0 | 0 | 0 | 0 | 0 |  | 0 | 0
+ | Coke Ovens |  |  |  | B_101312 | 0 | 0 | 0 | 0 | 0 | 0 | 0 | 0 | 0 | 0 | 0 | 0 | 0 | 0 | 0 | 0 | [15 empty] | 0 | [6 empty] | 0 | 0 | 0 | 0 | 0 | 0 | 0 |  |  |  | 0 |  | 0 | 0 | 0 | 0 | 0 | 0 | 0 | 0 | 0 | 0 | 0 | 0 |  | 0 | 0
+ | BKB / PB Plants |  |  |  | B_101313 | 0 | 0 | 0 | 0 | 0 | 0 | 0 | 0 | 0 | 0 | 0 | 0 | 0 | 0 | 0 | [23 empty] | 0 |  | 0 | 0 | 0 | 0 | 0 |  |  |  | 0 |  | 0 | 0 | 0 | 0 | 0 | 0 | 0 | 0 | 0 | 0 | 0 | 0 |  | 0 | 0
+ | Gas works |  |  |  | B_101314 | 0 | 0 | 0 | 0 | 0 | 0 | 0 | 0 | 0 | 0 | 0 | 0 | 0 | 0 | 0 | 0 | [15 empty] | 0 | [6 empty] | 0 | 0 | 0 | 0 | 0 | 0 | 0 |  |  |  | 0 |  | 0 | 0 | 0 | 0 | 0 | 0 | 0 | 0 | 0 | 0 | 0 | 0 |  | 0 | 0
+ | Blast Furnaces |  |  |  | B_101315 | 0 | [43 empty] | 0 |  |  |  | 0 | [9 empty] | 0 |  |  |  |  | 0 | 0
+ | Coal Liquefaction Plants |  |  |  | B_101316 | 0 | 0 | 0 | 0 | 0 | 0 | 0 | 0 | 0 | 0 | 0 | 0 | 0 | 0 | 0 | [23 empty] | 0 |  | 0 | 0 | 0 | 0 | [19 empty] | 0 | 0
+ | Liquefaction (LNG) / regasification plants |  |  |  | B_101317 | 0 | [37 empty] | 0 | 0 | [23 empty] | 0 | 0
+ | Gasification plants for biogas |  |  |  | B_101318 | 0 | [43 empty] | 0 |  |  |  | 0 |  | 0 | 0 | 0 | 0 | 0 | 0 | 0 | 0 | 0 | 0 | 0 | 0 |  | 0 | 0
+ | Gas-to-Liquids (GTL) Plants (Energy) |  |  |  | B_101319 | 0 | [37 empty] | 0 | 0 | [23 empty] | 0 | 0
+ | Non-specified (Energy) |  |  |  | B_101320 | 3.1767 | 0 | 0 | 0 | 0 | 0 | 0 | 0 | 0 | 0 | 0 | 0 | 0 | 0 | 0 | 0 | [15 empty] | 0 | [6 empty] | 0 | 0 | 0 | 0 | 0 | 0 | 0 |  |  |  | 0 |  | 0 | 0 | 0 | 0 | 0 | 0 | 0 | 0 | 0 | 0 | 0 | 0 |  | 0 | 3.1767
+ | Charcoal production plants (Energy) |  |  |  | B_101321 | 0 | [43 empty] | 0 |  |  |  | 0 |  | 0 | 0 | 0 | 0 | 0 | 0 | 0 | 0 | 0 | 0 | 0 | 0 |  | 0 | 0
Distribution losses |  |  |  |  | B_101400 | 826.3351 | 0 | 0 | 0 | 0 | 0 | 0 | 0 | 0 | 0 | 0 | 0 | 0 | 0 | 0 | 0 | [15 empty] | 0 | [6 empty] | 0 | 0 | 0 | 0 | 0 | 0 | 0 |  |  |  | 0 |  | 0 | 0 | 0 | 0 | 0 | 0 | 0 | 0 | 0 | 0 | 0 | 0 |  | 88.0625 | 738.2727
Available for Final Consumption |  |  |  |  | B_101500 | 23328.9147 | 748.6625 | 0 | 0 | 522.1649 | 0 | 0 | 0 | 226.4976 | 0 | 0 | 0 | 0 | 0 | 0 | 11127.4721 | 492.0464 | 0 | 0 | 0 |  | 16.2415 | 747.6354 | 1108.7943 | 1459.5634 | 0 | 0 | 1027.3717 | 86.4622 | 585.0769 | 4337.9908 | 398.395 | 18.7494 | 42.1324 | 402.4076 | 404.6049 | 0 | 0 | 846.637 | 776.8463 | 0 | 69.7908 | 0 | 0 | 873.0534 | 0 | 0 | 0 | 0 | 0 | 720.9802 | 0 | 14.4741 | 9.5538 | 9.8166 | 114.5505 | 0 | 3.6782 | 0 | 9.5538 | 0 | 9.5538 | 0 | 402.0254 | 9321.4866
Final non-energy consumption |  |  |  |  | B_101600 | 2382.0579 | 53.6926 | 0 | 0 | 53.6926 | 0 | 0 | 0 | 0 | 0 | 0 | 0 | 0 | 0 | 0 | 1810.1414 | 0 | 0 |  |  |  | 0 | 331.4226 | 630.9114 | 0 | 0 | 0 | 0 | 0 | 0 | 0 | 0 | 19.7764 | 42.1324 | 402.4076 | 378.6902 | 0 | 4.7769 | 518.2239 | 518.2239 | 0 | 0 | 0 | 0 | 0 | [9 empty] | 0 | 0 | 0
+ | Non-Energy Use in Transformation sector |  |  |  | B_101603 | 0 | [14 empty] | 0 | 0 | 0 |  |  |  | 0 | 0 | 0 | 0 | 0 | 0 | 0 | 0 | 0 | 0 | 0 | 0 | 0 | 0 | 0 | 0 | 0 | [6 empty] | 0 | [9 empty] | 0 | 0 | 0
+ | Non-Energy Use in Energy sector |  |  |  | B_101604 | 0 | [14 empty] | 0 | 0 | 0 |  |  |  | 0 | 0 | 0 | 0 | 0 | 0 | 0 | 0 | 0 | 0 | 0 | 0 | 0 | 0 | 0 | 0 | 0 | [6 empty] | 0 | [9 empty] | 0 | 0 | 0
+ | Non-Energy Use in Industry sector |  |  |  | B_101605 | 2328.3653 | [14 empty] | 1810.1414 | 0 | 0 |  |  |  | 0 | 331.4226 | 630.9114 | 0 | 0 | 0 | 0 | 0 | 0 | 0 | 0 | 19.7764 | 42.1324 | 402.4076 | 378.6902 | 0 | 4.7769 | 518.2239 | 518.2239 |  |  |  |  | 0 | [9 empty] | 0 | 0 | 0
|  | of which Non-Energy Use in Chemical/Petrochemical Industry |  |  | B_101601 | 1517.6507 | 0 | 0 | 0 | 0 | 0 | 0 | 0 | 0 | 0 | 0 | 0 | 0 | 0 | 0 | 999.4268 | [6 empty] | 331.4226 | 629.8127 | [7 empty] | 0 | 19.7764 |  |  | 18.3911 |  |  | 518.2239 | 518.2239 | 0 | 0 | 0 | 0
+ | Non-Energy Use in Transport sector |  |  |  | B_101606 | 0 | 0 | 0 | 0 | 0 | 0 | 0 | 0 | 0 | 0 | 0 | 0 | 0 | 0 | 0 | 0 | 0 | 0 |  |  |  | 0 | 0 | 0 | 0 | 0 | 0 | 0 | 0 | 0 | 0 | 0 | 0 | 0 | 0 | 0 | 0 | 0 | 0 | 0 | 0 | 0 | 0 | 0 | 0 | [9 empty] | 0 | 0 | 0
+ | Non-Energy Use in Other sectors |  |  |  | B_101607 | 0 | 0 | 0 | 0 | 0 | 0 | 0 | 0 | 0 | 0 | 0 | 0 | 0 | 0 | 0 | 0 | 0 | 0 |  |  |  | 0 | 0 | 0 | 0 | 0 | 0 | 0 | 0 | 0 | 0 | 0 | 0 | 0 | 0 | 0 | 0 | 0 | 0 | 0 | 0 | 0 | 0 | 0 | 0 | [9 empty] | 0 | 0 | 0
+ | Non-Energy Use in Industry, Transformation and Energy Sectors |  |  |  | B_101608 | 53.6926 | 53.6926 | 0 | 0 | 53.6926 | 0 | 0 | 0 | 0 | 0 | 0 | 0 | 0 | 0 | 0 | [23 empty] | 0 |  | 0 | 0 | 0 | 0
Final energy consumption |  |  |  |  | B_101700 | 18399.828 | 626.0629 | 0 | 0 | 479.8892 | 0 | 0 | 0 | 146.1737 | 0 | 0 | 0 | 0 | 0 | 0 | 6675.8383 | [6 empty] | 259.8643 | 162.9646 | 949.9618 | 2.1018 |  | 947.0717 | 32.9368 |  | 4245.3425 | 49.6799 |  |  |  | 25.9148 |  |  | 499.3312 | 429.5405 | 0 | 69.7908 | 0 | 0 | 865.5059 |  |  |  | 0 |  | 720.9802 | 0 | 10.6286 | 9.5538 | 6.4011 | 114.2639 | 0 | 3.6782 | 0 | 9.5538 | 0 | 9.5538 |  | 402.0254 | 9321.4866
+ | Industry |  |  |  | B_101800 | 5924.883 | 626.0629 | 0 | 0 | 479.8892 | 0 | 0 | 0 | 146.1737 | 0 | 0 | 0 | 0 | 0 | 0 | 769.3943 | [6 empty] | 259.8643 | 143.1403 | [6 empty] | 335.6024 | 5.7323 |  |  |  | 25.0788 |  |  | 331.7331 | 261.9423 | 0 | 69.7908 | 0 | 0 | 239.6102 |  |  |  | 0 |  | 228.0023 | 0 | 2.0541 | 9.5538 | 0 | 0 | 0 | 0 | 0 | 9.5538 | 0 | 9.5538 |  | 50.492 | 3898.0128
| + | Iron & steel industry |  |  | B_101805 | 857.8867 | 322.012 | 0 | 0 | 224.8495 | 0 | 0 | 0 | 97.1625 | 0 | 0 | 0 | 0 | 0 | 0 | 26.9896 | [7 empty] | 6.616 | [6 empty] | 6.1861 | 0 |  |  |  | 14.2113 |  |  | 48.7962 | 0.88373 | 0 | 47.9125 | 0 | 0 | 2.6751 |  |  |  | 0 |  | 2.6751 | 0 | 0 | 0 | 0 | 0 | 0 | 0 | 0 | 0 | 0 | 0 |  | 0.14331 | 457.2705
| + | Chemical and Petrochemical industry |  |  | B_101815 | 1420.2971 | 227.4052 | 0 | 0 | 187.924 | 0 | 0 | 0 | 39.4812 | 0 | 0 | 0 | 0 | 0 | 0 | 324.2094 | [6 empty] | 259.8643 | 39.6484 | [6 empty] | 24.6967 | 0 | [6 empty] | 122.4085 | 104.3995 | 0 | 18.009 | 0 | 0 | 67.9278 |  |  |  | 0 |  | 65.0139 | 0 | 0 | 2.9139 | 0 | 0 | 0 | 0 | 0 | 2.9139 | 0 | 2.9139 |  | 12.7544 | 662.6779
| + | Non-ferrous metal industry |  |  | B_101810 | 1750.4777 | 0 | 0 | 0 | 0 | 0 | 0 | 0 | 0 | 0 | 0 | 0 | 0 | 0 | 0 | 20.6363 | [7 empty] | 16.5281 | [6 empty] | 4.1081 | 0 | [6 empty] | 38.8363 | 38.8363 | 0 | 0 | 0 | 0 | 0 |  |  |  | 0 |  | 0 | 0 | 0 | 0 | 0 | 0 | 0 | 0 | 0 | 0 | 0 | 0 |  | 0.621 | 1690.3602
| + | Non-metallic Minerals (Glass, pottery & building mat. Industry) |  |  | B_101820 | 303.6687 | 76.6456 | 0 | 0 | 67.1157 | 0 | 0 | 0 | 9.53 | 0 | 0 | 0 | 0 | 0 | 0 | 54.7912 | [7 empty] | 26.4164 | [6 empty] | 17.5074 | 0 |  |  |  | 10.8675 |  |  | 50.1338 | 46.2645 | 0 | 3.8693 | 0 | 0 | 28.5899 |  |  |  | 0 |  | 21.9499 | 0 | 0 | 6.6399 | 0 | 0 | 0 | 0 | 0 | 6.6399 | 0 | 6.6399 |  | 0.38215 | 86.51
| + | Transport Equipment |  |  | B_101846 | 64.4884 | 0 | 0 | 0 | 0 | 0 | 0 | 0 | 0 | 0 | 0 | 0 | 0 | 0 | 0 | 8.5268 | [7 empty] | 4.3948 | [6 empty] | 4.1081 | 0 | [6 empty] | 1.1942 | 1.1942 | 0 | 0 | 0 | 0 | 0.071654 |  |  |  | 0 |  | 0.071654 | 0 | 0 | 0 | 0 | 0 | 0 | 0 | 0 | 0 | 0 | 0 |  | 2.6751 | 52.0206
| + | Machinery |  |  | B_101847 | 138.9605 | 0 | 0 | 0 | 0 | 0 | 0 | 0 | 0 | 0 | 0 | 0 | 0 | 0 | 0 | 13.5903 | [7 empty] | 3.2961 | [6 empty] | 10.2943 | 0 | [6 empty] | 3.5349 | 3.5349 | 0 | 0 | 0 | 0 | 0.095538 |  |  |  | 0 |  | 0.095538 | 0 | 0 | 0 | 0 | 0 | 0 | 0 | 0 | 0 | 0 | 0 |  | 3.3438 | 118.3959
| + | Mining and Quarrying |  |  | B_101825 | 116.8912 | 0 | 0 | 0 | 0 | 0 | 0 | 0 | 0 | 0 | 0 | 0 | 0 | 0 | 0 | 60.8102 | [7 empty] | 1.0987 | [6 empty] | 59.7115 | 0 | [6 empty] | 3.9648 | 3.9648 | 0 | 0 | 0 | 0 | 0 |  |  |  | 0 |  | 0 | 0 | 0 | 0 | 0 | 0 | 0 | 0 | 0 | 0 | 0 | 0 |  | 0.11942 | 52.0206
| + | Food and Tabasco |  |  | B_101830 | 393.1403 | 0 | 0 | 0 | 0 | 0 | 0 | 0 | 0 | 0 | 0 | 0 | 0 | 0 | 0 | 68.2622 | [7 empty] | 20.9229 | [6 empty] | 47.3631 | 0 | [6 empty] | 42.4907 | 42.4907 | 0 | 0 | 0 | 0 | 4.1081 |  |  |  | 0 |  | 4.1081 | 0 | 0 | 0 | 0 | 0 | 0 | 0 | 0 | 0 | 0 | 0 |  | 17.8179 | 260.4376
| + | Paper, Pulp and Print |  |  | B_101840 | 395.2661 | 0 | 0 | 0 | 0 | 0 | 0 | 0 | 0 | 0 | 0 | 0 | 0 | 0 | 0 | 6.7593 | [14 empty] | 1.027 | 5.7323 | [6 empty] | 14.068 | 14.068 | 0 | 0 | 0 | 0 | 60.5474 |  |  |  | 0 |  | 58.4934 | 0 | 2.0541 | 0 | 0 | 0 | 0 | 0 | 0 | 0 | 0 | 0 |  | 6.9265 | 306.9647
| + | Wood and Wood Products |  |  | B_101851 | 141.8028 | 0 | 0 | 0 | 0 | 0 | 0 | 0 | 0 | 0 | 0 | 0 | 0 | 0 | 0 | 7.2131 | [14 empty] | 7.2131 | 0 | [6 empty] | 2.484 | 2.484 | 0 | 0 | 0 | 0 | 68.6921 |  |  |  | 0 |  | 68.6921 | 0 | 0 | 0 | 0 | 0 | 0 | 0 | 0 | 0 | 0 | 0 |  | 5.374 | 58.0396
| + | Construction |  |  | B_101852 | 276.7985 | 0 | 0 | 0 | 0 | 0 | 0 | 0 | 0 | 0 | 0 | 0 | 0 | 0 | 0 | 161.9614 | [7 empty] | 20.9229 | [6 empty] | 141.0385 | 0 | [6 empty] | 0.54935 | 0.54935 | 0 | 0 | 0 | 0 | 4.4903 |  |  |  | 0 |  | 4.4903 | 0 | 0 | 0 | 0 | 0 | 0 | 0 | 0 | 0 | 0 | 0 |  | 0 | 109.7975
| + | Textile and Leather |  |  | B_101835 | 10.9869 | 0 | 0 | 0 | 0 | 0 | 0 | 0 | 0 | 0 | 0 | 0 | 0 | 0 | 0 | 2.1257 | [7 empty] | 1.0987 | [6 empty] | 1.027 | 0 | [6 empty] | 0.54935 | 0.54935 | 0 | 0 | 0 | 0 | 0.023885 |  |  |  | 0 |  | 0.023885 | 0 | 0 | 0 | 0 | 0 | 0 | 0 | 0 | 0 | 0 | 0 |  | 0.023885 | 8.2641
| + | Non-specified (Industry) |  |  | B_101853 | 54.1941 | 0 | 0 | 0 | 0 | 0 | 0 | 0 | 0 | 0 | 0 | 0 | 0 | 0 | 0 | 13.5187 | [7 empty] | 2.1974 | [6 empty] | 11.3213 | 0 | [6 empty] | 2.699 | 2.699 | 0 | 0 | 0 | 0 | 2.3885 |  |  |  | 0 |  | 2.3885 | 0 | 0 | 0 | 0 | 0 | 0 | 0 | 0 | 0 | 0 | 0 |  | 0.3105 | 35.2537
+ | Transport |  |  |  | B_101900 | 5361.5888 | 0 | 0 | 0 | 0 | 0 | 0 | 0 | 0 | 0 | 0 | 0 | 0 | 0 | 0 | 5048.6768 | [7 empty] | 2.1974 | 926.9132 | 2.1018 |  | 914.1349 |  |  | 3173.7126 | 29.6169 | [6 empty] | 120.856 | 120.856 | 0 | 0 | 0 | 0 | 126.5406 |  |  |  | 0 |  | 0 | 0 | 2.1974 | 0 | 6.4011 | 114.2639 | 0 | 3.6782 | 0 | 0 | 0 | 0 |  |  | 65.5154
| + | Rail |  |  | B_101910 | 73.3257 | 0 | 0 | 0 | 0 | 0 | 0 | 0 | 0 | 0 | 0 | 0 | 0 | 0 | 0 | 13.3754 | [14 empty] | 13.3754 | 0 | [6 empty] | 0 |  | 0 | 0 | 0 | 0 | 0 |  |  |  | 0 |  | 0 | 0 | 0 | 0 | 0 | 0 | 0 | 0 | 0 | 0 | 0 | 0 |  |  | 59.9264
| + | Road |  |  | B_101920 | 3639.4382 | [14 empty] | 3491.6404 | [7 empty] | 2.1974 | 886.0227 | [5 empty] | 2603.4203 | 0 | [6 empty] | 15.6683 | 15.6683 |  |  |  |  | 126.5406 |  |  |  | 0 |  | 0 | 0 | 2.1974 | 0 | 6.4011 | 114.2639 | 0 | 3.6782 | 0 | 0 | 0 | 0 |  |  | 5.589
| + | International aviation |  |  | B_101931 | 505.4457 | [14 empty] | 505.4457 | [11 empty] | 505.4457 |  |  |  | 0
| + | Domestic aviation |  |  | B_101932 | 440.3841 | [14 empty] | 440.3841 | [9 empty] | 2.1018 |  | 408.6892 |  |  |  | 29.6169
| + | Domestic Navigation |  |  | B_101940 | 597.8074 | 0 | 0 | 0 | 0 | 0 | 0 | 0 | 0 | 0 | 0 | 0 | 0 | 0 | 0 | 597.8074 | [8 empty] | 40.8904 | [5 empty] | 556.917 | 0 | [6 empty] | 0 |  | 0 | 0 | 0 | 0 | 0 |  |  |  | 0 |  | 0 | 0 | 0 | 0 | 0 | 0 | 0 | 0 | 0 | 0 | 0 | 0
| + | Pipeline transport |  |  | B_101945 | 0 | [14 empty] | 0 | [15 empty] | 0 | [6 empty] | 0 | 0 | [24 empty] | 0
| + | Non-specified (Transport) |  |  | B_101950 | 105.1877 | 0 | 0 | 0 | 0 | 0 | 0 | 0 | 0 | 0 | 0 | 0 | 0 | 0 | 0 | 0 | [15 empty] | 0 | [6 empty] | 105.1877 | 105.1877 | 0 | 0 | 0 | 0 | 0 |  |  |  | 0 |  | 0 | 0 | 0 | 0 | 0 | 0 | 0 | 0 | 0 | 0 | 0 | 0 |  |  | 0
+ | Other Sectors |  |  |  | B_102000 | 7113.3563 | 0 | 0 | 0 | 0 | 0 | 0 | 0 | 0 | 0 | 0 | 0 | 0 | 0 | 0 | 857.7673 | [7 empty] | 17.6268 | 23.0725 |  |  | 32.9368 | 32.9368 |  | 736.0275 | 14.3308 |  |  |  | 0.83596 |  |  | 46.7421 | 46.7421 | 0 | 0 | 0 | 0 | 499.3551 |  |  |  | 0 |  | 492.9779 | 0 | 6.3772 | 0 | 0 | 0 | 0 | 0 | 0 | 0 | 0 | 0 |  | 351.5334 | 5357.9583
| + | Services |  |  | B_102035 | 2487.9383 | 0 | 0 | 0 | 0 | 0 | 0 | 0 | 0 | 0 | 0 | 0 | 0 | 0 | 0 | 168.9835 | [7 empty] | 8.8134 |  |  |  |  | 3.0811 |  | 153.3868 | 2.8662 |  |  |  | 0.83596 |  |  | 18.4628 | 18.4628 | 0 | 0 | 0 | 0 | 41.607 |  |  |  | 0 |  | 35.2298 | 0 | 6.3772 | 0 | 0 | 0 | 0 | 0 | 0 | 0 | 0 | 0 |  | 265.2384 | 1993.6467
| + | Residential |  |  | B_102010 | 3835.8412 | 0 | 0 | 0 | 0 | 0 | 0 | 0 | 0 | 0 | 0 | 0 | 0 | 0 | 0 | 100.7452 | [7 empty] | 8.8134 | 16.767 |  |  |  | 28.8287 |  | 46.3361 | 0 | [6 empty] | 3.7976 | 3.7976 | 0 | 0 | 0 | 0 | 453.2579 |  |  |  | 0 |  | 453.2579 | 0 | 0 | 0 | 0 | 0 | 0 | 0 | 0 | 0 | 0 | 0 |  | 85.9606 | 3192.0799
| + | Agriculture / Forestry |  |  | B_102030 | 307.2514 | 0 | 0 | 0 | 0 | 0 | 0 | 0 | 0 | 0 | 0 | 0 | 0 | 0 | 0 | 134.8524 | [14 empty] | 134.8524 | 0 | [6 empty] | 12.6349 | 12.6349 | 0 | 0 | 0 | 0 | 4.4903 |  |  |  | 0 |  | 4.4903 | 0 | 0 | 0 | 0 | 0 | 0 | 0 | 0 | 0 | 0 | 0 |  | 0.33438 | 154.9393
| + | Fishing |  |  | B_102020 | 394.3107 | 0 | 0 | 0 | 0 | 0 | 0 | 0 | 0 | 0 | 0 | 0 | 0 | 0 | 0 | 377.0182 | [8 empty] | 6.2816 |  |  |  | 1.027 |  | 358.245 | 11.4646 | [6 empty] | 0 | 0 | 0 | 0 | 0 | 0 | 0 |  |  |  | 0 |  | 0 | 0 | 0 | 0 | 0 | 0 | 0 | 0 | 0 | 0 | 0 | 0 |  | 0 | 17.2924
| + | Non-specified (Other) |  |  | B_102040 | 87.9908 | 0 | 0 | 0 | 0 | 0 | 0 | 0 | 0 | 0 | 0 | 0 | 0 | 0 | 0 | 76.168 | [11 empty] | 32.9368 |  |  | 43.2311 | 0 | [6 empty] | 11.8229 | 11.8229 | 0 | 0 | 0 | 0 | 0 |  |  |  | 0 |  | 0 | 0 | 0 | 0 | 0 | 0 | 0 | 0 | 0 | 0 | 0 | 0 |  | 0 | 0
Statistical differences |  |  |  |  | B_102200 | 2547.0288 | 68.907 | 0 | 0 | -11.4168 | 0 | 0 | 0 | 80.3239 | 0 | 0 | 0 | 0 | 0 | 0 | 2641.4923 | 492.0464 | 0 | 0 | 0 |  | 16.2415 | 156.3485 | 314.9183 | 509.5777 | -2.1018 | 0 | 80.3 | 53.5254 | 585.0769 | 92.6483 | 348.715 | -1.0509 | 0 | 0 | 0 | 0 | -4.7769 | -170.9181 | -170.9181 | 0 | 0 | 0 | 0 | 7.5475 | 0 | 0 | 0 | 0 | 0 | 0 | 0 | 3.8454 | 0 | 3.4155 | 0.28662 | 0 | 0 | 0 | 0 | 0 | 0 | 0 | 0 | 0
Memo item:
|  | Liquid biofuels blended in gasoline/diesel |  |  | B_101014 | [54 empty] | 9.8166 | 114.5505

## NETP 2016 (Balmorel)
Conversion
Source Official DTU - P. E. Grohnheit, DTU Management Engineering, 1999-2016, updated 05-02-2016
[6 empty] | Euro 2015 | DKK 2015
7.4587
caseName | 01_grid-invest_11 |  |  |  |  | caseName | 01_grid-invest_11
Average of Price | Column Labels |  |  |  |  | Average of Price | Column Labels
| NORDICS | [5 empty] | NORDICS
| NORWAY | [5 empty] | NORWAY
Row Labels | 2014 | 2020 | 2030 | 2040 | 2050 | Row Labels | 2014 | 2020 | 2030 | 2040 | 2050
Euro2015/GJ
BIO_PEAK | 27.8707 | 18.5235 | 25.333 | 25.0459 | 24.7605 | BIO_PEAK | 207.8788 | 138.1609 | 188.9515 | 186.81 | 184.6808
BIO_PEAKgas | 21.164 | 21.164 | 21.164 | 21.164 | 21.164 | BIO_PEAKgas | 157.8557 | 157.8557 | 157.8557 | 157.8557 | 157.8557
BIOGAS | 7.11 | 7.11 | 7.11 | 7.11 | 7.11 | BIOGAS | 53.0312 | 53.0312 | 53.0312 | 53.0312 | 53.0312
BIOGAS_EC | 10.5637 | 10.5637 | 10.5637 | 10.5637 | 10.5637 | BIOGAS_EC | 78.7917 | 78.7917 | 78.7917 | 78.7917 | 78.7917
BIOGAS_EC_net | 21.164 | 21.164 | 21.164 | 21.164 | 21.164 | BIOGAS_EC_net | 157.8557 | 157.8557 | 157.8557 | 157.8557 | 157.8557
BIOGAS_net | 24.9878 | 24.9878 | 24.9878 | 24.9878 | 24.9878 | BIOGAS_net | 186.3767 | 186.3767 | 186.3767 | 186.3767 | 186.3767
BIOOIL | 16.1203 | 9.4534 | 16.263 | 15.9759 | 15.6904 | BIOOIL | 120.2362 | 70.5102 | 121.3008 | 119.1593 | 117.0301
COAL | 2.5725 | 1.5385 | 2.0696 | 2.0181 | 1.9667 | COAL | 19.1873 | 11.4752 | 15.4365 | 15.0527 | 14.669
COAL_CCS | 2.5725 | 1.5385 | 2.0696 | 2.0181 | 1.9667 | COAL_CCS | 19.1873 | 11.4752 | 15.4365 | 15.0527 | 14.669
FUELOIL | 12.2068 | 5.5383 | 12.3479 | 12.0624 | 11.7753 | FUELOIL | 91.0468 | 41.3084 | 92.099 | 89.9698 | 87.8283
GEO_WOOD | 6.3565 | 6.3681 | 8.5174 | 10.4144 | 10.9903 | GEO_WOOD | 47.4112 | 47.4978 | 63.5285 | 77.6776 | 81.9731
LIGHTOIL | 16.1203 | 9.4534 | 16.263 | 15.9759 | 15.6904 | LIGHTOIL | 120.2362 | 70.5102 | 121.3008 | 119.1593 | 117.0301
LIGNITE | 1.2862 | 0.76842 | 1.0356 | 1.0091 | 0.98252 | LIGNITE | 9.5936 | 5.7314 | 7.7244 | 7.5264 | 7.3283
MUNI_WASTE | -3.2591 | -3.2591 | -3.2591 | -3.2591 | -3.2591 | MUNI_WASTE | -24.3084 | -24.3084 | -24.3084 | -24.3084 | -24.3084
MUNI_WASTE_CPH | -3.2591 | -3.2591 | -3.2591 | -3.2591 | -3.2591 | MUNI_WASTE_CPH | -24.3084 | -24.3084 | -24.3084 | -24.3084 | -24.3084
NAT_GAS | 6.6142 | 4.4384 | 6.3802 | 6.022 | 5.8878 | NAT_GAS | 49.3334 | 33.1047 | 47.588 | 44.9159 | 43.915
NG_CCS | 6.0395 | 4.0529 | 5.8254 | 5.4985 | 5.3756 | NG_CCS | 45.0468 | 30.2293 | 43.4499 | 41.0113 | 40.0953
NUCLEAR | 0.7734 | 0.7734 | 0.7734 | 0.7734 | 0.7734 | NUCLEAR | 5.7686 | 5.7686 | 5.7686 | 5.7686 | 5.7686
ORIMULSION | 2.3667 | 1.414 | 1.9036 | 1.8555 | 1.809 | ORIMULSION | 17.6523 | 10.5468 | 14.1986 | 13.8396 | 13.493
PEAT | 2.3667 | 1.414 | 1.9036 | 1.8555 | 1.809 | PEAT | 17.6523 | 10.5468 | 14.1986 | 13.8396 | 13.493
SHALE | 2.1576 | 5.9582 | 5.8586 | 5.5765 | 5.0786 | SHALE | 16.0926 | 44.4402 | 43.6975 | 41.5931 | 37.8794
STRAW | 5.3956 | 5.4088 | 7.5581 | 9.4551 | 10.0293 | STRAW | 40.2438 | 40.3428 | 56.3735 | 70.5226 | 74.8057
STRAW_CPH | 5.3956 | 5.4088 | 7.5581 | 9.4551 | 10.0293 | STRAW_CPH | 40.2438 | 40.3428 | 56.3735 | 70.5226 | 74.8057
WOOD | 6.3565 | 6.3681 | 8.5174 | 10.4144 | 10.9903 | WOOD | 47.4112 | 47.4978 | 63.5285 | 77.6776 | 81.9731
WOOD_CPH | 6.3565 | 6.3681 | 8.5174 | 10.4144 | 10.9903 | WOOD_CPH | 47.4112 | 47.4978 | 63.5285 | 77.6776 | 81.9731
WOOD_PELLETS | 8.612 | 8.5373 | 10.567 | 12.3877 | 12.9404 | WOOD_PELLETS | 64.2341 | 63.6771 | 78.8164 | 92.3961 | 96.5183
WOOD_WASTE | 0.66386 | 0.66386 | 0.66386 | 0.66386 | 0.66386 | WOOD_WASTE | 4.9516 | 4.9516 | 4.9516 | 4.9516 | 4.9516
WP_CCS | 8.612 | 8.5373 | 10.567 | 12.3877 | 12.9404 | WP_CCS | 64.2341 | 63.6771 | 78.8164 | 92.3961 | 96.5183
caseName | 01_grid-invest_8 | [5 empty] | caseName | 01_grid-invest_8
Average of Price | Column Labels |  |  |  |  | Average of Price | Column Labels
| NORDICS | [5 empty] | NORDICS
| NORWAY | [5 empty] | NORWAY
Row Labels | 2014 | 2020 | 2030 | 2040 | 2050 | Row Labels | 2014 | 2020 | 2030 | 2040 | 2050
| Euro2015/GJ | [5 empty] | DKK2015/GJ
BIO_PEAK | 27.8707 | 22.417 | 27.9287 | 27.5885 | 27.2483 | BIO_PEAK | 207.8788 | 167.2018 | 208.3121 | 205.7744 | 203.2368
BIO_PEAKgas | 21.164 | 21.164 | 21.164 | 21.164 | 21.164 | BIO_PEAKgas | 157.8557 | 157.8557 | 157.8557 | 157.8557 | 157.8557
BIOGAS | 7.11 | 7.11 | 7.11 | 7.11 | 7.11 | BIOGAS | 53.0312 | 53.0312 | 53.0312 | 53.0312 | 53.0312
BIOGAS_EC | 10.5637 | 10.5637 | 10.5637 | 10.5637 | 10.5637 | BIOGAS_EC | 78.7917 | 78.7917 | 78.7917 | 78.7917 | 78.7917
BIOGAS_EC_net | 21.164 | 21.164 | 21.164 | 21.164 | 21.164 | BIOGAS_EC_net | 157.8557 | 157.8557 | 157.8557 | 157.8557 | 157.8557
BIOGAS_net | 24.9878 | 24.9878 | 24.9878 | 24.9878 | 24.9878 | BIOGAS_net | 186.3767 | 186.3767 | 186.3767 | 186.3767 | 186.3767
BIOOIL | 16.1203 | 13.347 | 18.8587 | 18.5185 | 18.1782 | BIOOIL | 120.2362 | 99.5511 | 140.6614 | 138.1238 | 135.5861
COAL | 2.5725 | 2.2239 | 2.4563 | 2.3932 | 2.3335 | COAL | 19.1873 | 16.5877 | 18.3208 | 17.8504 | 17.4047
COAL_CCS | 2.5725 | 2.2239 | 2.4563 | 2.3932 | 2.3335 | COAL_CCS | 19.1873 | 16.5877 | 18.3208 | 17.8504 | 17.4047
FUELOIL | 12.2068 | 9.4318 | 14.9436 | 14.6033 | 14.2648 | FUELOIL | 91.0468 | 70.3493 | 111.4596 | 108.9219 | 106.3966
GEO_WOOD | 6.8411 | 7.3042 | 8.0029 | 8.6501 | 9.2958 | GEO_WOOD | 51.0258 | 54.4795 | 59.691 | 64.5188 | 69.3342
LIGHTOIL | 16.1203 | 13.347 | 18.8587 | 18.5185 | 18.1782 | LIGHTOIL | 120.2362 | 99.5511 | 140.6614 | 138.1238 | 135.5861
LIGNITE | 1.2862 | 1.112 | 1.2281 | 1.1966 | 1.1667 | LIGNITE | 9.5936 | 8.2939 | 9.1604 | 8.9252 | 8.7024
MUNI_WASTE | -3.2591 | -3.2591 | -3.2591 | -3.2591 | -3.2591 | MUNI_WASTE | -24.3084 | -24.3084 | -24.3084 | -24.3084 | -24.3084
MUNI_WASTE_CPH | -3.2591 | -3.2591 | -3.2591 | -3.2591 | -3.2591 | MUNI_WASTE_CPH | -24.3084 | -24.3084 | -24.3084 | -24.3084 | -24.3084
NAT_GAS | 6.6142 | 6.6109 | 7.6382 | 7.2129 | 7.0543 | NAT_GAS | 49.3334 | 49.3087 | 56.9712 | 53.7987 | 52.6156
NG_CCS | 6.0395 | 6.0362 | 6.9739 | 6.5855 | 6.4411 | NG_CCS | 45.0468 | 45.0221 | 52.0161 | 49.1195 | 48.0425
NUCLEAR | 0.7734 | 0.7734 | 0.7734 | 0.7734 | 0.7734 | NUCLEAR | 5.7686 | 5.7686 | 5.7686 | 5.7686 | 5.7686
ORIMULSION | 2.3667 | 2.0447 | 2.2605 | 2.2024 | 2.1459 | ORIMULSION | 17.6523 | 15.2508 | 16.8601 | 16.4268 | 16.0059
PEAT | 2.3667 | 2.0447 | 2.2605 | 2.2024 | 2.1459 | PEAT | 17.6523 | 15.2508 | 16.8601 | 16.4268 | 16.0059
SHALE | 2.1576 | 5.9582 | 5.8586 | 5.5765 | 5.0786 | SHALE | 16.0926 | 44.4402 | 43.6975 | 41.5931 | 37.8794
STRAW | 5.8569 | 6.2519 | 6.8511 | 7.4037 | 7.9581 | STRAW | 43.6851 | 46.6313 | 51.1001 | 55.2223 | 59.3568
STRAW_CPH | 5.8569 | 6.2519 | 6.8511 | 7.4037 | 7.9581 | STRAW_CPH | 43.6851 | 46.6313 | 51.1001 | 55.2223 | 59.3568
WOOD | 6.8411 | 7.3042 | 8.0029 | 8.6501 | 9.2958 | WOOD | 51.0258 | 54.4795 | 59.691 | 64.5188 | 69.3342
WOOD_CPH | 6.8411 | 7.3042 | 8.0029 | 8.6501 | 9.2958 | WOOD_CPH | 51.0258 | 54.4795 | 59.691 | 64.5188 | 69.3342
WOOD_PELLETS | 9.2792 | 9.6028 | 10.0144 | 10.4575 | 10.9156 | WOOD_PELLETS | 69.2104 | 71.6243 | 74.6943 | 77.9994 | 81.416
WOOD_WASTE | 0.66386 | 0.66386 | 0.66386 | 0.66386 | 0.66386 | WOOD_WASTE | 4.9516 | 4.9516 | 4.9516 | 4.9516 | 4.9516
WP_CCS | 9.2792 | 9.6028 | 10.0144 | 10.4575 | 10.9156 | WP_CCS | 69.2104 | 71.6243 | 74.6943 | 77.9994 | 81.416
RAFS (25th April 2017):
The present sheet includes information taken from the excel workbook containing the inputs to the Balmorel model used by EA for the NETP 2016 project ("NETP 2050 graphs base" placed in the Dropbox folder). Fuel prices are extracted from a pivot table in the sheet: "Fuel-prices". The original unit is declared as OMONEY/GJ, OMONEY should refer to Euro 2015.
Fuel prices are given for two different cases: "01_grid-invest_11" and "01_grid-invest_8".
We agreed on using the "01_grid-invest_11" set

## Flex4RES fuel prices
* File Fuelp.incnat
* This file is part of the Balmorel model, version 2.11 Alpha (April 2004).
*------------------------------------------------------------------------------ | [10 empty] | TechName | *TechDesc | Comm-IN | Comm-OUT | CURR | COST | COST |  | From SysSettings
* | [10 empty] | *Unit |  |  |  | Currency unit | DKK2012/GJ | DKK2015/GJ
* PARAMETER FUELPRICE contains average fuel prices through the year. | [10 empty] | IMPDSL | Import technology - Diesel |  | DSL | MKr12 | 168.7214 | 174.4231 |  | G_CUREX |  | 1.0058 |  | MKr11 | MKr10
* | [10 empty] | IMPNGA | Import technology - Natural Gas |  | NGA | MKr12 | 54.4543 | 56.2945 |  | G_CUREX |  | 1.0299 |  | MKr12 | MKr10
* | [10 empty] | IMPWST | Import technology - Waste |  | WST | MKr12 | 0.20677 | 0.21376 |  | G_CUREX |  | 1.0474 |  | MKr13 | MKr10
*SWEDEN - http://www.energimyndigheten.se/contentassets/5b5e7fbcd0f249458f53cbd82675aef1/tidserier_tradbransle_och_torvpriser_master_webben-ver01.xls | [10 empty] | IMPWCH | Import technology - Wood chips |  | WCH | MKr12 | 56.6548 | 58.5694 |  | G_CUREX |  | 1.0536 |  | MKr14 | MKr10
* Lignite assumed 50 % of coal | [10 empty] | IMPHFO | Import technology - Heavy Fuel Oil |  | HFO | MKr12 | 141.0374 | 145.8036 |  | G_CUREX |  | 1.0647 |  | MKr15 | MKr10
* Data Source Germany: http://www.bafa.de/bafa/de/energie/steinkohle/drittlandskohlepreis/index.html and http://www.bafa.de/bafa/de/energie/erdgas/index.html | [10 empty] | IMPBGA | Import technology - Biogas |  | BGA | MKr12 | 196.0355 | 202.6603
* Nuclear and wood: data from NVE report | [10 empty] | IMPWIN | Import technology - Wind |  | WIN | MKr12 | 0 | 0 |  |  | From 2012 to 2015
* Oil, gas and coal: Data from Reuters, UK energy and climate, and projections from IEA | [10 empty] | IMPHYD | Import technology - Hydro |  | HYD | MKr12 | 0 | 0 |  |  | 0.96731
* Lignite: half of the price of coal, orimulsion and peat: same as lignite | [10 empty] | IMPWPE | Import technology - Wood pellets |  | WPE | MKr12 | 98.2155 | 101.5346
* Straw: same as wood | [8 empty] | Conversion |  | IMPCOA | Import technology - Coal |  | COA | MKr12 | 24.192 | 25.0096 | [10 empty] | /* | 11 | 35
* Woodwaste: assumption made according to observed prices in Finland | [27 empty] | /* | SRMC Calculator: | [7 empty] | */
* Data source Finland: http://www.stat.fi/til/ehi/2014/02/ehi_2014_02_2014-09-18_tie_001_en.html (CO2 tax not included here) | [8 empty] | Source Official DTU - P. E. Grohnheit, DTU Management Engineering, 1999-2016, updated 05-02-2016 | [18 empty] | /* | Fuel price (€/GJ) | EUR12/t CO2 | CO2-cost (€/GJ) | Fuel & CO2-cost/GJ | Fuel price (€/MWh) | Efficiency | SRMC with CO2 |  | */
* UK gas - national balancing point: ~21£/MWh, 1£ = 0.81087 € | [8 empty] | Euro 2012 | DKK 2012
* | [8 empty] | 1 | 7.4437 |  | 3.6 | [15 empty] | /* | 3.1732 | 8 | 0.688 | 3.8612 | 13.9005 | 0.36 | 38.6124 |  | */
* Units: EUR2012/GJ | [27 empty] | /* |  | 8 | 0.4552 | 0.4552 | 1.6387 | 0.45 | 3.6416 |  | */
TABLE FUELPRICE1(YYY,RRR,FFF) 'Fuel prices (Money/MWh)' | [27 empty] | /* | [8 empty] | */
** base year prices:
| NUCLEAR | NATGAS | COAL | LIGNITE | FUELOIL | HEAVYFUELOIL | LNG | LPG | PEAT | NATGAS_EXETS | COAL_EXETS | FUELOIL_EXETS | MUNIWASTE | STRAW | WOOD | RECYCLEDWOOD | WOODWASTE | WOODCHIPS | DRYWOODCHIPS | WOODPELLETS | BIOOIL | BIOGAS | OTHERGAS | WASTEHEAT | SHALE | /* | Fuel oil according to Thomson reuters |  |  | FDACRONYM | FDNB | FDCO2 | FDSO2 | FDN2O | */
2012.DK1 | 3.348 | 36.13 | 11.2162 | 3.6042 | 72.81 | 68.21 | 42.8059 | 130.068 | 12 | 36.13 | 11.2162 | 72.81 | 0.1 | 20.07 | 20.4256 | 9.72 | 21.48 | 23.3 | 31.4 | 33.85 | 58.98 | 52.29 | 0 | 0.36 | 6.25 | /* | 16.0404 |  | * | Units |  | kg/GJ | kg/GJ | kg/GJ | */
***REGION SPESIFIC PRICES: (If entered value is zero, the price will equal DK1A)
2012.DK2 |  | 36.13 | 11.2162 |  | 72.81 | 68.21 |  |  |  | 36.13 | 11.2162 | 72.81 |  | 20.07 | 34.556 | 9.72 | 21.48 | 23.3 |  | 33.85 | 58.98 | 52.29
2012.Ger |  | 29.0196 | 11.4237 | [11 empty] | 12.0325 | [10 empty] | /* | 16.18 |  | NUCLEAR | NUCLEAR | 1 | 0 | 0 | 0 | */
2012.Ne |  | 29.0196 | 11.4237 | [22 empty] | /* | 16.3196 |  | NATGAS | NATGAS | 2 | 56.9 | 0 | 0.001 | */
2012.Fin |  | 37.49 | 11.7 |  | 75.86 | 68.21 |  |  | 12 | 37.49 | 11.7 | 75.86 |  |  | 12.0325 |  |  | 19.06 | [7 empty] | /* | 16.4591 |  | COAL | COAL | 3 | 95 | 0.714 | 0.003 | 86 | */
2012.UK |  | 29.26 | 11.8407 |  | 62.9626 | 68.21 | [8 empty] | 11.664 | [10 empty] | /* | 16.5429 |  | LIGNITE | LIGNITE | 4 | 101 | 1.428 | 0.003 | */
2012.DE1 |  | 26.3358 |  |  | 81.5988 | 68.21 | 42.8059 | 68.2219 |  |  |  |  | 0.1 |  | 27.728 |  | 22.7 | 28.1 | 31.4 | 47.5 | 90.2135 | 94.8087 | 26.3358 | 1 |  | /* | 16.6266 |  | FUELOIL | FUELOIL | 5 | 78 | 0.446 | 0.002 | */
2012.NO2 |  | 26.3358 |  |  | 81.5988 | 68.21 | 42.8059 | 68.2219 |  |  |  |  | 0.1 |  | 27.728 |  | 22.7 | 28.1 | 31.4 | 47.5 | 90.2135 | 94.8087 | 26.3358 | 1 |  | /* | 16.7103 |  | LIGHTOIL | LIGHTOIL | 6 | 74 | 0.023 | 0.002 | */
2012.NO3 |  | 26.3358 |  |  | 81.5988 | 68.21 | 42.8059 | 68.2219 |  |  |  |  | 0.1 |  | 27.728 |  | 22.7 | 28.1 | 31.4 | 47.5 | 90.2135 | 94.8087 | 26.3358 | 1 |  | /* | 16.7941 |  | ORIMULSION | ORIMULSION | 7 | 80 | 1.337 | 0.002 | */
2012.NO4 |  | 26.3358 |  |  | 81.5988 | 68.21 | 42.8059 | 68.2219 |  |  |  |  | 0.1 |  | 27.728 |  | 22.7 | 28.1 | 31.4 | 47.5 | 90.2135 | 94.8087 | 26.3358 | 1 |  | /* | 16.8778 |  | SHALE | SHALE | 8 | 106 | 1.428 | 0.003 | */
2012.NO5 |  | 26.3358 |  |  | 81.5988 | 68.21 | 42.8059 | 68.2219 |  |  |  |  | 0.1 |  | 27.728 |  | 22.7 | 28.1 | 31.4 | 47.5 | 90.2135 | 94.8087 | 26.3358 | 1 |  | /* | 17.1408 |  | PEAT | PEAT | 9 | 107 | 0.24 | 0.003 | */
2012.SE1 | [8 empty] | 15 | [5 empty] | 12.0325 | 15.05 | 21.48 | 23.09 |  | 33.2 | [5 empty] | /* | 19.5359 |  | HYDROGEN | HYDROGEN |  |  |  |  | */
2012.SE2 | [8 empty] | 15 | [5 empty] | 12.0325 | 15.05 | 24.48 | 23.09 |  | 33.2 | [5 empty] | /* | 19.6932 |  | DUMMY | DUMMY | 18 |  |  |  | */
2012.SE3 | [8 empty] | 15 | [5 empty] | 12.0325 | 13.21 | 22.63 | 24.93 |  | 33.32 | [5 empty] | /* | 19.8504 | [7 empty] | */
2012.SE4 | [8 empty] | 15 | [5 empty] | 12.0325 | 10.11 | 19.88 | 24.13 |  | 37.91
2012.EE | [8 empty] | 12 | [5 empty] | 12.0325 |  |  | 19.06 | [6 empty] | 6.25
* FUTURE PRICE DEVELOPMENT - SAME PRICE FOR ALL AREAS
* | NUCLEAR | NATGAS | COAL | LIGNITE | FUELOIL | HEAVYFUELOIL | LNG | LPG | PEAT | NATGAS_EXETS | COAL_EXETS | FUELOIL_EXETS | MUNIWASTE | STRAW | WOOD | RECYCLEDWOOD | WOODWASTE | WOODCHIPS | DRYWOODCHIPS | WOODPELLETS | BIOOIL | BIOGAS | OTHERGAS | WASTEHEAT | SHALE
2015.DK1 | 3.348 | 27.2869 | 9.2947 | 3.6042 | 59.0223 | 45.3616 | 32.3289 | 105.4376 | 13.8 | 27.2869 | 9.2947 | 59.0223 | 0.1 | 20.16 | 19.5665 | 9.3112 | 20.5765 | 22.32 | 30.0793 | 30.24 | 52.69 | 46.7134 | 0 | 0.32161 | 3.2593
2016.DK1 | 3.348 | 27.2869 | 9.2947 | 3.6042 | 59.0223 | 45.3616 | 32.3289 | 105.4376 | 13.8 | 27.2869 | 9.2947 | 59.0223 | 0.1 | 20.16 | 19.5665 | 9.3112 | 20.5765 | 22.32 | 30.0793 | 30.24 | 52.69 | 46.7134 | 0 | 0.32161 | 5.4214
2017.DK1 | 3.348 | 27.2869 | 9.2947 | 3.6042 | 59.0223 | 45.3616 | 32.3289 | 105.4376 | 13.8 | 27.2869 | 9.2947 | 59.0223 | 0.1 | 20.16 | 19.5665 | 9.3112 | 20.5765 | 22.32 | 30.0793 | 30.24 | 52.69 | 46.7134 | 0 | 0.32161 | 5.53
2018.DK1 | 3.348 | 27.2869 | 9.2947 | 3.6042 | 59.0223 | 45.3616 | 32.3289 | 105.4376 | 13.8 | 27.2869 | 9.2947 | 59.0223 | 0.1 | 20.16 | 19.5665 | 9.3112 | 20.5765 | 22.32 | 30.0793 | 30.24 | 52.69 | 46.7134 | 0 | 0.32161 | 5.6386
2019.DK1 | 3.348 | 27.2869 | 9.2947 | 3.6042 | 59.0223 | 45.3616 | 32.3289 | 105.4376 | 13.8 | 27.2869 | 9.2947 | 59.0223 | 0.1 | 20.16 | 19.5665 | 9.3112 | 20.5765 | 22.32 | 30.0793 | 30.24 | 52.69 | 46.7134 | 0 | 0.32161 | 5.7527
2020.DK1 | 3.348 | 27.2869 | 9.2947 | 3.6042 | 59.0223 | 45.3616 | 32.3289 | 105.4376 | 13.8 | 27.2869 | 9.2947 | 59.0223 | 0.1 | 20.16 | 19.5665 | 9.3112 | 20.5765 | 22.32 | 30.0793 | 30.24 | 52.69 | 46.7134 | 0 | 0.32161 | 5.8668
2021.DK1 | 3.348 | 27.2869 | 9.2947 | 3.6042 | 59.0223 | 45.3616 | 32.3289 | 105.4376 | 13.8 | 27.2869 | 9.2947 | 59.0223 | 0.1 | 20.16 | 19.5665 | 9.3112 | 20.5765 | 22.32 | 30.0793 | 30.24 | 52.69 | 46.7134 | 0 | 0.32161 | 5.9863
2022.DK1 | 3.348 | 27.2869 | 9.2947 | 3.6042 | 59.0223 | 45.3616 | 32.3289 | 105.4376 | 13.8 | 27.2869 | 9.2947 | 59.0223 | 0.1 | 20.16 | 19.5665 | 9.3112 | 20.5765 | 22.32 | 30.0793 | 30.24 | 52.69 | 46.7134 | 0 | 0.32161 | 6.1058
2023.DK1 | 3.348 | 27.2869 | 9.2947 | 3.6042 | 59.0223 | 45.3616 | 32.3289 | 105.4376 | 13.8 | 27.2869 | 9.2947 | 59.0223 | 0.1 | 20.16 | 19.5665 | 9.3112 | 20.5765 | 22.32 | 30.0793 | 30.24 | 52.69 | 46.7134 | 0 | 0.32161 | 6.2253
2024.DK1 | 3.348 | 27.2869 | 9.2947 | 3.6042 | 59.0223 | 45.3616 | 32.3289 | 105.4376 | 13.8 | 27.2869 | 9.2947 | 59.0223 | 0.1 | 20.16 | 19.5665 | 9.3112 | 20.5765 | 22.32 | 30.0793 | 30.24 | 52.69 | 46.7134 | 0 | 0.32161 | 6.3503
2025.DK1 | 3.348 | 27.2869 | 9.2947 | 3.6042 | 59.0223 | 45.3616 | 32.3289 | 105.4376 | 13.8 | 27.2869 | 9.2947 | 59.0223 | 0.1 | 20.16 | 19.5665 | 9.3112 | 20.5765 | 22.32 | 30.0793 | 30.24 | 52.69 | 46.7134 | 0 | 0.32161 | 6.4806
2026.DK1 | 3.348 | 27.2869 | 9.2947 | 3.6042 | 59.0223 | 45.3616 | 32.3289 | 105.4376 | 13.8 | 27.2869 | 9.2947 | 59.0223 | 0.1 | 20.16 | 19.5665 | 9.3112 | 20.5765 | 22.32 | 30.0793 | 30.24 | 52.69 | 46.7134 | 0 | 0.32161 | 6.6056
2027.DK1 | 3.348 | 27.2869 | 9.2947 | 3.6042 | 59.0223 | 45.3616 | 32.3289 | 105.4376 | 13.8 | 27.2869 | 9.2947 | 59.0223 | 0.1 | 20.16 | 19.5665 | 9.3112 | 20.5765 | 22.32 | 30.0793 | 30.24 | 52.69 | 46.7134 | 0 | 0.32161 | 6.7414
2028.DK1 | 3.348 | 27.2869 | 9.2947 | 3.6042 | 59.0223 | 45.3616 | 32.3289 | 105.4376 | 13.8 | 27.2869 | 9.2947 | 59.0223 | 0.1 | 20.16 | 19.5665 | 9.3112 | 20.5765 | 22.32 | 30.0793 | 30.24 | 52.69 | 46.7134 | 0 | 0.32161 | 6.8772
2029.DK1 | 3.348 | 27.2869 | 9.2947 | 3.6042 | 59.0223 | 45.3616 | 32.3289 | 105.4376 | 13.8 | 27.2869 | 9.2947 | 59.0223 | 0.1 | 20.16 | 19.5665 | 9.3112 | 20.5765 | 22.32 | 30.0793 | 30.24 | 52.69 | 46.7134 | 0 | 0.32161 | 7.013
2030.DK1 | 3.348 | 27.2869 | 9.2947 | 3.6042 | 59.0223 | 45.3616 | 32.3289 | 105.4376 | 13.8 | 27.2869 | 9.2947 | 59.0223 | 0.1 | 20.16 | 19.5665 | 9.3112 | 20.5765 | 22.32 | 30.0793 | 30.24 | 52.69 | 46.7134 | 0 | 0.32161 | 7.1542
;
PARAMETER FUELPRICE(YYY,AAA,FFF);
FUELPRICE(YYY,AAA,FFF) = SUM(RRR, FUELPRICE1(YYY,RRR,FFF)*RRRAAA(RRR,AAA));
* Unless other values are assigned in the TABLE FUELPRICE above,
* the values for 'DK1_large' are used for all A:
FUELPRICE('2012',AAA,FFF)$(FUELPRICE('2012',AAA,FFF) EQ 0)=FUELPRICE('2012','DK1_large',FFF);
FUELPRICE(YYY,AAA,FFF)$((YYY.val > 2014) and (FUELPRICE(YYY,AAA,FFF) EQ 0))=FUELPRICE(YYY,'DK1_large',FFF);
*translate prices into €/Gj from €/MWh
FUELPRICE(YYY,AAA,FFF)=FUELPRICE(YYY,AAA,FFF)/3.6;
$ontext
NOTES FOR LATER
2010.Ger |  | 20.6136 | 10.4815
2011.Ger |  | 25.6788 | 13.1397
2012.Ger |  | 29.0196 | 11.4261
2013.Ger |  | 27.5616 | 9.7187
2014.Ger |  | 23.5368 | 8.9596
2012.UK |  | 29.262 | 11.8407 |  | 62.9626
2013.UK |  | 30.0822 | 10.436 |  | 56.2347
2014.UK |  | 25.0472 | 9.7669 |  | 51.5596
2014.FINLAND |  | 33.2768 | 9.1577 |  | 85.5673
2014.DK |  | 29.22 | 8.2475 |  | 68.96
2010.SE1
2011.SE1
2012.SE1
2013.SE1
2014.SE1
2010.SE2
2011.SE2
2012.SE2
2013.SE2
2014.SE2
2010.SE3
2011.SE3
2012.SE3
2013.SE3
2014.SE3
2010.SE4
2011.SE4
2012.SE4
2013.SE4
2014.SE4
| New Policy |  |  |  | Current Policy |  |  | 450 Scenario
| 2013/2012 | 2020 | 2030 | 2040/2035 | 2020 | 2030 | 2040/2035 | 2020 | 2030 | 2040/2035
IEA WEO 2014 (2013 prices)
CRUDE($/barrel) | 106 | 112 | 123 | 132 | 116 | 139 | 155 | 105 | 102 | 100
NATGAS($/Mbtu) | 10.6 | 11.1 | 12.1 | 12.7 | 11.5 | 13.2 | 14 | 10.5 | 10 | 9.2
OECD STEAM COAL ($/tonne) | 86 | 101 | 108 | 112 | 107 | 117 | 124 | 88 | 78 | 77
IEA WEO 2013 (2012 prices)
CRUDE($/barrel) | 109 | 113 | 121 | 128 | 120 | 136 | 145 | 110 | 104 | 100
NATGAS($/Mbtu) | 11.7 | 11.9 | 12.3 | 12.7 | 12.4 | 13.4 | 14 | 11.5 | 10.2 | 9.5
OECD STEAM COAL ($/tonne) | 99 | 106 | 110 | 110 | 112 | 118 | 120 | 101 | 86 | 75
Fuel Price change calculator
|  | IEA WEO 2014 (2013 prices) | CRUDE ($/barrel) | NATGAS ($/Mbtu) | OECD STEAM COAL ($/tonne)
| 2013 |  | 106 | 10.6 | 86
| 2020 |  | 112 | 11.1 | 101
| 2030 |  | 123 | 12.1 | 108
| 2040 |  | 132 | 12.7 | 112 | [9 empty] | BIOMASS PRICES
http://energinet.dk/DA/El/Udvikling-af-elsystemet/Analyseforudsaetninger/Sider/Baggrundsnotater.aspx
|  |  | 5.84 | 1.0551 | 24.23
|  |  | GJ/tønde | GJ/Mbtu | GJ/ton | [11 empty] | Straw |  |  | Wood Chips |  |  | Wood Pellets
[15 empty] | Year | Low | Med | High | Low | Med | High | Low | Med | High
| € vs $ | 1.3281 | 2013 | [11 empty] | 2015 | 18 | 20.16 | 21.96 | 20.16 | 22.32 | 24.48 | 27.36 | 30.24 | 32.04 |  | Straw | Wood Chips | Wood Pellets
| € vs DKK | 7.4579 | 2013 | [11 empty] | 2016 | 18.36 | 20.16 | 22.32 | 20.16 | 22.32 | 24.84 | 27.36 | 30.24 | 32.04 |  | 0% | 0% | 0%
[15 empty] | 2017 | 18.36 | 20.52 | 22.32 | 20.52 | 22.68 | 24.84 | 27.36 | 30.24 | 32.4 |  | 1.786% | 1.613% | 0%
|  |  | Gas oil | Fuel oil | Nat GAS | Coal | [8 empty] | 2018 | 18.36 | 20.52 | 22.68 | 20.52 | 23.04 | 25.2 | 27.36 | 30.6 | 32.4 |  | 0% | 1.587% | 1.19%
|  | Price difference to IEA | 4.3 | 4.3 | -3.3 | -0.3 | DKK/GJ | [7 empty] | 2019 | 18.36 | 20.88 | 22.68 | 20.52 | 23.04 | 25.2 | 27.36 | 30.6 | 32.4 |  | 1.754% | 0% | 0%
|  | Transport | 2.1 | 2.1 | 0.9 | 0.3 | DKK/GJ | [7 empty] | 2020 | 18.72 | 20.88 | 23.04 | 20.52 | 23.4 | 25.56 | 27.72 | 30.6 | 32.4 |  | 0% | 1.562% | 0%
|  | refining | 16.6 | -11.7 |  |  | DKK/GJ | [7 empty] | 2021 | 18.72 | 21.24 | 23.04 | 20.88 | 23.76 | 25.92 | 27.72 | 30.96 | 32.76 |  | 1.724% | 1.538% | 1.176%
|  | total | 23 | -5.3 | -2.4 | 0 | DKK/GJ | [7 empty] | 2022 | 18.72 | 21.6 | 23.4 | 20.88 | 23.76 | 25.92 | 27.72 | 30.96 | 32.76 |  | 1.695% | 0% | 0%
|  | total - IEA | 18.7 | -9.6 | 0.9 | 0.3 | DKK/GJ | [7 empty] | 2023 | 18.72 | 21.6 | 23.76 | 20.88 | 24.12 | 26.28 | 27.72 | 30.96 | 33.12 |  | 0% | 1.515% | 0%
|  | total - IEA | 9.0267 | -4.634 | 0.43444 | 0.14481 | €/MWh | [7 empty] | 2024 | 18.72 | 21.96 | 24.12 | 20.88 | 24.12 | 26.64 | 27.72 | 31.32 | 33.12 |  | 1.667% | 0% | 1.163%
[15 empty] | 2025 | 19.08 | 21.96 | 24.48 | 21.24 | 24.48 | 27 | 27.72 | 31.32 | 33.12 |  | 0% | 1.493% | 0%
[15 empty] | 2026 | 19.08 | 22.32 | 24.84 | 21.24 | 24.84 | 27.36 | 27.72 | 31.32 | 33.48 |  | 1.639% | 1.471% | 0%
[15 empty] | 2027 | 19.08 | 22.32 | 25.2 | 21.24 | 24.84 | 27.72 | 27.72 | 31.68 | 33.84 |  | 0% | 0% | 1.149%
[15 empty] | 2028 | 19.08 | 22.68 | 25.56 | 21.24 | 25.2 | 28.08 | 27.72 | 31.68 | 33.84 |  | 1.613% | 1.449% | 0%
|  | €/MWh | Gas oil | Fuel oil | Nat GAS | Coal | [8 empty] | 2029 | 19.08 | 23.04 | 25.56 | 21.24 | 25.56 | 28.44 | 27.72 | 32.04 | 34.2 |  | 1.587% | 1.429% | 1.136%
|  | 2013 | 58.2266 | 44.5659 | 27.6667 | 9.7657 | [8 empty] | 2030 | 19.08 | 23.04 | 25.92 | 21.24 | 25.56 | 28.8 | 27.72 | 32.04 | 34.2 |  | 0% | 0% | 0%
|  | 2020 | 61.0115 | 47.3509 | 28.9513 | 11.4438 | [8 empty] | 2031 | 19.08 | 23.4 | 26.28 | 21.24 | 25.92 | 29.16 | 27.72 | 32.04 | 34.56 |  | 1.562% | 1.408% | 0%
|  | 2030 | 66.1172 | 52.4565 | 31.5203 | 12.2269 | [8 empty] | 2032 | 19.08 | 23.4 | 26.64 | 21.24 | 25.92 | 29.52 | 27.72 | 32.4 | 34.92 |  | 0% | 0% | 1.124%
|  | 2040 | 70.2945 | 56.6339 | 33.0618 | 12.6744 | [8 empty] | 2033 | 19.08 | 23.76 | 27 | 21.24 | 26.28 | 29.88 | 27.72 | 32.4 | 34.92 |  | 1.538% | 1.389% | 0%
[15 empty] | 2034 | 19.08 | 23.76 | 27.36 | 21.24 | 26.28 | 30.24 | 27.72 | 32.4 | 35.28 |  | 0% | 0% | 0%
|  |  | Gas oil | Fuel oil | Nat GAS | Coal | [8 empty] | 2035 | 19.08 | 24.12 | 27.72 | 21.24 | 26.64 | 30.6 | 27.72 | 32.76 | 35.64 |  | 1.515% | 1.37% | 1.111%
|  | 2013 | 58.2266 | 44.5659 | 27.6667 | 9.7657 | [8 empty] | 2040 | 19.08 | 24.84 | 29.52 | 21.24 | 27.36 | 32.76 | 27.72 | 33.12 | 36.72
|  | 2014 | 58.6245 | 44.9638 | 27.4768 | 9 | [8 empty] | 2045 | 19.08 | 25.56 | 30.96 | 21.24 | 28.44 | 34.56 | 27.72 | 33.84 | 38.16
|  | 2015 | 59.0223 | 45.3616 | 27.2869 | 9.2947 |  | Gas oil | Fuel oil | Nat GAS | Coal |  |  |  | 2050 | 19.08 | 26.64 | 32.76 | 21.24 | 29.52 | 36.72 | 27.72 | 34.56 | 39.6
|  | 2016 | 59.4202 | 45.7595 | 27.6198 | 9.7245 |  | 0.6741% | 0.877% | 1.22% | 4.624%
|  | 2017 | 59.818 | 46.1573 | 27.9527 | 10.1544 |  | 0.6695% | 0.8694% | 1.205% | 4.42%
|  | 2018 | 60.2158 | 46.5552 | 28.2855 | 10.5842 |  | 0.6651% | 0.8619% | 1.191% | 4.233%
|  | 2019 | 60.6137 | 46.953 | 28.6184 | 11.014 |  | 0.6607% | 0.8546% | 1.177% | 4.061%
|  | 2020 | 61.0115 | 47.3509 | 28.9513 | 11.4438 |  | 0.6564% | 0.8473% | 1.163% | 3.902%
|  | 2021 | 61.5221 | 47.8614 | 29.2082 | 11.5221 |  | 0.8368% | 1.078% | 0.8874% | 0.6843%
|  | 2022 | 62.0327 | 48.372 | 29.4651 | 11.6004 |  | 0.8299% | 1.067% | 0.8796% | 0.6796%
|  | 2023 | 62.5432 | 48.8825 | 29.722 | 11.6787 |  | 0.8231% | 1.055% | 0.8719% | 0.6751%
|  | 2024 | 63.0538 | 49.3931 | 29.9789 | 11.757 |  | 0.8163% | 1.044% | 0.8644% | 0.6705%
|  | 2025 | 63.5644 | 49.9037 | 30.2358 | 11.8354 |  | 0.8097% | 1.034% | 0.857% | 0.6661%
|  | 2026 | 64.0749 | 50.4142 | 30.4927 | 11.9137 |  | 0.8032% | 1.023% | 0.8497% | 0.6617%
|  | 2027 | 64.5855 | 50.9248 | 30.7496 | 11.992 |  | 0.7968% | 1.013% | 0.8425% | 0.6573%
|  | 2028 | 65.0961 | 51.4354 | 31.0065 | 12.0703 |  | 0.7905% | 1.003% | 0.8355% | 0.653%
|  | 2029 | 65.6066 | 51.9459 | 31.2634 | 12.1486 |  | 0.7843% | 0.9926% | 0.8286% | 0.6488%
|  | 2030 | 66.1172 | 52.4565 | 31.5203 | 12.2269 |  | 0.7782% | 0.9829% | 0.8218% | 0.6446%
$offtext
Note on Q3: Rikke Næraa: RAMSES data for 2010 ( from BF2012)
Note on R3: Rikke Næraa: RAMSES data for 2010 ( from BF2012)
RAFS (25th April 2017):
The present sheet is taken directly from the Flex4RES database ("Data" excel workbook, sheet "39").

## BiomassCost (2)
SOURCE: TIMES-DK
Feedstocks
Summary of feedstocks
[17 empty] | fuels sheet rows | 29 | 47 | 59 | 61 | 91 | 94 | 95
| Opstrøm råstof emissioner beregnet ud fra energiforbrug (men ikke LUC/iLUC) | [16 empty] | DKK/GJ | DKK/GJ | % | kg/GJ | kg/GJ | kg/GJ | kg/GJ
|  |  | Energiindh. | SØK pris an værk |  | Opstrøm energiforbr | Opstrøm energi kilde (dvs. transport/motor form for råstoffet) | Netto energifrembringelse | Proces CO2 ækv. | Proces SO2 ækv. | Proces NOx ækv. | Proces energi, type | Netto virkningsgrad importerede | LUC/iLUC CO2 ækv. | Sensitivity LUC/iLUC | Total opstrøm CO? emis |  | Y | Y |  |  | C | F | G
| Drivmiddel |  | GJ/unit | DKK/unit | DKK/GJ | GJ/unit | Type | % | kg/GJ | kg/GJ | kg/GJ |  | kg/GJ | kg/GJ | % | kg/GJ
| Hvede |  | 17 | 72.4 | 72.4 | 1.8 |  | 90.4% | 16.74 | 5.3e-05 | 0.0738 |  |  | 7.22 | 0% | 23.96
| Sugarbeets |  | 19 | 10.6 | 10.6 | 1.8 |  | 91.4% | 9.26 | 4.7e-05 | 0.066 |  |  | 9.44 | 0% | 18.7
| Halm |  | 14.5 | 40.9 | 40.9 | 0.53 |  | 96.5% | 2.51 | 1.8e-05 | 0.0253 |  |  | 9.25 | 0% | 11.76
| Rapsfrø |  | 27 | 101.7 | 101.7 | 6.23 |  | 81.2% | 35.88 | 0.000115 | 0.161 |  |  | 32.61 | 0% | 68.49
| Rapsolie |  | 37 | 148.8 | 148.8 | 9.67 |  | 79.3% | 48.61 | 0 | 0 |  |  | 50.6 | 0% | 99.21
| Naturgas |  | 39.5 | 69.8 | 69.8 | 6.71 |  | 85.5% | 13 | 7.3e-05 | 0.0094 |  |  | 0 | 0% | 13 |  |  | 4.6%
| Træ |  | 17.4 | 48.1 | 48.1 | 0.67 |  | 96.3% | 5.4 | 1.9e-05 | 0.0268 |  |  | -2.15 | 0% | 3.25
| Træpiller |  | 17.4 | 65.5 | 65.5 | 0.67 |  | 96.3% | 5.4 | 1.9e-05 | 0.0268 |  |  | -2.15 | 0% | 3.25
| Elektricitet |  | 1 | 72.5 | 72.5 | 0.05 |  | 94.9% | 0.26 | 2.7e-05 | 0.0375 |  |  | 0 | 0% | 0.26
| Oplade-el-brændsel |  | 1 |  | 72.5 | 0.05 |  | 94.9% | 0.26 | 2.7e-05 | 0.0375 |  |  | 0 | 0% | 0.26
| Kul |  | 26.5 | 20.2 | 20.2 | 2.36 |  | 91.8% | 15.32 | 4.5e-05 | 0.0621 |  |  | 0 | 0% | 15.32
| Råolie |  | 43 | 102.2 | 102.2 | 9.08 |  | 82.6% | 22.6 | 0.000106 | 0.1473 |  |  | 0 | 0% | 22.6
| Biomasse |  | 0.6 | 47.2 | 47.2 | 0 |  | 100% | 3.53 | 0 | 0 |  |  | 0 | 0% | 3.53
| Ethanol på sukkerrør |  | 26.8 | 207.6 | 207.6 | 4.77 |  | 84.9% | 24.16 | 7.7e-05 | 0.0098 |  |  | 0 | 0% | 24.16
| Biodiesel på palmeolie |  | 37 | 162.9 | 162.9 | 11.14 |  | 76.9% | 67.93 | 0.000151 | 0.2101 |  |  | 0 | 0% | 67.93
Opdateret fra Alternative Drivmiddel modellen 3.02 - d. 01-03-2016 - SDO@ens.dk
Data for Feedstocks
| Emissions from process energy use in production of feedstock | [5 empty] | Unit emissions from upstream process, g/GJ
| Feedstock | Unit | SO₂ | NOx | Process |  |  | g SO2/GJ | g NOx/g
| Hvede | kg/GJ | 5e-05 | 0.07 | Lastbil, by |  | Lastbil, by | 0.5 | 697.7
| Sugarbeets | kg/GJ | 5e-05 | 0.07 | Lastbil, by |  | Naturgas | 0.43 | 55
| Halm | kg/GJ | 2e-05 | 0.03 | Lastbil, by |  | Skib | 0.5 | 697.7
| Rapsfrø | kg/GJ | 0.00012 | 0.16 | Lastbil, by
| Rapeseed cake | kg/GJ
| Rapsolie | kg/GJ
| Naturgas | kg/GJ | 7e-05 | 0.01 | Naturgas
| Træ | kg/GJ | 2e-05 | 0.03 | Lastbil, by
| Træpiller | kg/GJ | 2e-05 | 0.03 | Lastbil, by
| Elektricitet | kg/GJ | 3e-05 | 0.04 | Lastbil, by
| Oplade-el-brændsel | kg/GJ | 3e-05 | 0.04 | Lastbil, by
| Kul | kg/GJ | 4e-05 | 0.06 | Lastbil, by
| Råolie | kg/GJ | 0.00011 | 0.15 | Skib
| Biomasse | kg/GJ | 0 | 0 | Lastbil, by
| Ethanol på sukkerrør | kg/GJ | 8e-05 | 0.01 | Naturgas
| Biodiesel på palmeolie | kg/GJ | 0.00015 | 0.21 | Lastbil, by
Process energy use in production of feedstock
| Feedstock | Unit | Chosen year | 2015 | 2020 | 2035 | 2050 | Note | Source
| Hvede | GJ/ton | 1.8 | 1.8 | 1.8 | 1.8 | 1.8 |  | 5, Concawe (2011): Well-to-wheels analysis of future automotive fuels and power-trains in the European Context. November 2011.
| Sugarbeets | GJ/ton | 1.8 | 1.8 | 1.8 | 1.8 | 1.8 | Assumed same as whet | No data
| Halm | GJ/ton | 0.53 | 0.53 | 0.53 | 0.53 | 0.53 |  | 64, JEC WTW study Version 4a, 2014
| Rapsfrø | GJ/ton | 6.23 | 6.23 | 6.23 | 6.23 | 6.23 |  | 64, JEC WTW study Version 4a, 2014
Rapeseed cake
| Rapsolie | GJ/ton | 9.67 | 9.67 | 9.67 | 9.67 | 9.67 | Fratrukket energi i cake | 64, JEC WTW study Version 4a, 2014
| Naturgas | GJ/1000 Nm³ | 6.71 | 6.71 | 6.71 | 6.71 | 6.71 | EU-mix | 64, JEC WTW study Version 4a, 2014
| Træ | GJ/ton | 0.67 | 0.67 | 0.67 | 0.67 | 0.67 | WTT appendix 1, chapter 9 + 11 | 5, Concawe (2011): Well-to-wheels analysis of future automotive fuels and power-trains in the European Context. November 2011.
| Træpiller | GJ/ton | 0.67 | 0.67 | 0.67 | 0.67 | 0.67 | Antaget samme som træ
| Elektricitet | GJ/GJ | 0.05 | 0.05 | 0.05 | 0.05 | 0.05 |  | 14, Energistyrelsen. Energistatistik 2011.
| Oplade-el-brændsel | GJ/GJ | 0.05 | 0.05 | 0.05 | 0.05 | 0.05 |  | 14, Energistyrelsen. Energistatistik 2011.
| Kul | GJ/ton | 2.36 | 2.36 | 2.36 | 2.36 | 2.36 |  | 13, Concawe (2006): Well-to-wheels analysis of future automotive fuels and power-trains in the European Context. May 2006.
| Råolie | GJ/ton | 9.08 | 9.08 | 9.18 | 8.87 | 8.26
| Biomasse | GJ/ton | 0
| Ethanol på sukkerrør | GJ/ton | 4.77 | 4.77 | 4.77 | 4.77 | 4.77 | WTT appendix 2, chapter 3, excl. distribution | 5, Concawe (2011): Well-to-wheels analysis of future automotive fuels and power-trains in the European Context. November 2011.
| Biodiesel på palmeolie | GJ/ton | 11.14 | 11.14 | 11.14 | 11.14 | 11.14 | WTT appendix 2, chapter 4, excl. distribution | 5, Concawe (2011): Well-to-wheels analysis of future automotive fuels and power-trains in the European Context. November 2011.
Process CO₂ emission excluding ILUC
| Feedstock | Unit | Chosen year | 2015 | 2020 | 2035 | 2050 | Note | Source
| Hvede | kg/GJ | 16.74 | 17 | 17 | 17 | 17 | WTT appendix 1, chapter 9 + 11, egne beregninger nederst | 5, Concawe (2011): Well-to-wheels analysis of future automotive fuels and power-trains in the European Context. November 2011.
| Sugarbeets | kg/GJ | 9.26 | 9 | 9 | 9 | 9 |  | 5, Concawe (2011): Well-to-wheels analysis of future automotive fuels and power-trains in the European Context. November 2011.
| Halm | kg/GJ | 2.51 | 2.51 | 2.51 | 2.51 | 2.51 |  | 64, JEC WTW study Version 4a, 2014
| Rapsfrø | kg/GJ | 35.88 | 35.88 | 35.88 | 35.88 | 35.88 |  | 64, JEC WTW study Version 4a, 2014
Rapeseed cake
| Rapsolie | kg/GJ | 48.61 | 48.61 | 48.61 | 48.61 | 48.61 | WTT appendix 2, chapter 4, excl. distribution | 64, JEC WTW study Version 4a, 2014
| Naturgas | kg/GJ | 13 | 13 | 13 | 13 | 13 | EU-mix | 64, JEC WTW study Version 4a, 2014
| Træ | kg/GJ | 5.4 | 5.4 | 5.4 | 5.4 | 5.4 | WTT appendix 1, chapter 9 + 11 | 5, Concawe (2011): Well-to-wheels analysis of future automotive fuels and power-trains in the European Context. November 2011.
| Træpiller | kg/GJ | 5.4 | 5.4 | 5.4 | 5.4 | 5.4 | Assumed same as wood chips
| Elektricitet | kg/GJ | 0.26 | 0.26 | 0.23 | 0.22 | 0 | Assumed that process energy emission profile follows Danish marginal electricity profile | 14, Energistyrelsen. Energistatistik 2011.
| Oplade-el-brændsel | kg/GJ | 0.26 | 0.26 | 0.23 | 0.22 | 0 | Assumed that process energy emission profile follows Danish marginal electricity profile | 14, Energistyrelsen. Energistatistik 2011.
| Kul | kg/GJ | 15.32 | 15.32 | 15.32 | 15.32 | 15.32 |  | 13, Concawe (2006): Well-to-wheels analysis of future automotive fuels and power-trains in the European Context. May 2006.
| Råolie | kg/GJ | 22.6 | 22.6 | 23.19 | 21.56 | 19.3
| Biomasse | kg/GJ | 3.53 | 3.53 | 3.53 | 3.53 | 3.53 | Assumed weight of biomass is 1kg/l
| Ethanol på sukkerrør | kg/GJ | 24.16 | 24.16 | 24.16 | 24.16 | 24.16 | WTT appendix 2, chapter 3, excl. distribution, incl. low est. of ILUC at 18g (high is 71g) | 5, Concawe (2011): Well-to-wheels analysis of future automotive fuels and power-trains in the European Context. November 2011.
| Biodiesel på palmeolie | kg/GJ | 67.93 | 67.93 | 67.93 | 67.93 | 67.93 | WTT appendix 2, chapter 4, excl. distribution | 5, Concawe (2011): Well-to-wheels analysis of future automotive fuels and power-trains in the European Context. November 2011.
| ILUC |  |  |  | Old AD | Old AD | COWI/SDU | COWI/SDU | IFPRI
| Feedstock | Unit | Chosen year | None | low | high | low | high | low | high | Note | Source
| Hvede | kg CO2e/GJ | 9.28 | 0 | 21 | 154 | 87 | 329 | 9 | 21 |  | 19, Lorie Hamelin, 2011. Modeling land use changes in consequential LCA, presentation, meta study
| Sugarbeets | kg CO2e/GJ | 8.94 | 0 | 21 | 154 | 87 | 329 | 9 | 36 |  | Assumed same as wheat for lack of other information for some ILUC emiossions in SDU ILUC.
| Halm | kg CO2e/GJ | 0 | 0 | 6 | 6 | -4 | -4 | 0 |  |  | 58, COWI/SDU 2013: Life Cycle Assessment of bioenergy pathways for the future Danish energy system
| Rapsfrø | kg CO2e/GJ | 33.05 | 0 | 22 | 180 | 97 | 339 | 33 | 35 |  | 19, Lorie Hamelin, 2011. Modeling land use changes in consequential LCA, presentation, meta study
| Rapeseed cake |  | 0
| Naturgas | kg CO2e/GJ | 0 | 0 | [6 empty] | N/A - no land use
| Træ | kg CO2e/GJ | 0 | 0 | -17 | -17 | -17 | -17 | 0 | 0 |  | 58, COWI/SDU 2013: Life Cycle Assessment of bioenergy pathways for the future Danish energy system
| Træpiller | kg CO2e/GJ | 0 | 0 | -17 | -17 | -17 | -17 | 0 | 0 |  | Assumed same as wood for lack of information
| Elektricitet | kg CO2e/GJ | 0 | 0 | [6 empty] | N/A - no land use
| Oplade-el-brændsel | kg CO2e/GJ | 0 | 0 | [6 empty] | N/A - no land use
| Kul | kg CO2e/GJ | 0 | 0 | [6 empty] | N/A - no land use
| Råolie | kg CO2e/GJ | 0 | 0 | [6 empty] | N/A - no land use
| Biomasse | kg CO2e/GJ | 0 | 0 | [6 empty] | Accounted for in technology sheet for Biomass
| Ethanol på sukkerrør | kg CO2e/GJ | 0 | 0 | 18 | 71 | 18 | 71 | 0 | 0 |  | 19, Lorie Hamelin, 2011. Modeling land use changes in consequential LCA, presentation, meta study
| Biodiesel på palmeolie | kg CO2e/GJ | 0 | 0 | 19 | 160 | 19 | 160 | 0 | 0 |  | 19, Lorie Hamelin, 2011. Modeling land use changes in consequential LCA, presentation, meta study
Note: COWI/SDU emissions are also including process energy in harvesting. Hence, process energy from table in row 77 is subtracted
Assumptions on by-products, both process energy and ILUC (if selected by modeller)
| Rape seed cake | kg CO2e/GJ | 29 | Assumed same as rapeseed
| Glycerol | kg CO2e/GJ | 29 | Assumed same as rapeseed
| DDGS | kg CO2e/GJ | 16.7 | Assumed same as wheat
Chosen emission factors
|  | Level | Chosen year | 2012 | 2020 | 2035 | 2050
| Woodchips | DKK/GJ | -11 | -11.2 | -11.2 | 16.2 | 13.4
| Wood pellets | DKK/GJ | -11 | -11.2 | -11.2 | 16.2 | 13.4 | Not corrected for energy use for torrefication
Upstream emissions, world market wood
|  | 2020 | 2035 | 2040 | 2050
| **High bioenergy_Good governance** | 8.99 | 30.75 | 26.9 | 13.42
| **High bioenergy_Bad governance** | 13.78 | 30.69 | 16.16 | 0.33
| **Low bioenergy_Good governance** | -15.42 | -2.35 | 4.63 | 5.84
| **Low bioenergy_Bad governance** | -11.24 | -3.52 | -3.65 | -1.79
Source: Biomass project, Copy of Database pathway heat test 051013-LG-08-10 2013.xlsm, sheet Globium
Total emissions for system, prior to energy conversion and excluding pre-treatment (g/MJ)
|  |  | GWP100 (CO2 eq.) |  | Nox | SO2
|  | System consideration | upper | lower | central | central
| spring barley, when straw is removed | displacing spring barley (short-term marginal crop), which in turn generates ILUC | 210 | -32 | -0.005 | 0
| spring barley, when straw is incorporated | displacing spring barley (short-term marginal crop), which in turn generates ILUC | 342 | 100 | 0 | 0
| winter wheat, when straw is removed | displacing spring barley (short-term marginal crop), which in turn generates ILUC | 346 | 104 | 0.022 | 0.007
| winter wheat, when straw is incorporated | displacing spring barley (short-term marginal crop), which in turn generates ILUC | 333 | 91 | 0.027 | 0.006
| Silage maize | displacing spring barley (short-term marginal crop), which in turn generates ILUC | 323 | 80 | 0.009 | -0.043
| Winter rape | displacing spring barley (short-term marginal crop), which in turn generates ILUC | 368 | 126 | 0.06 | -0.006
| wheat straw, from Danish fields | avoided incorporation of straw to soil (and related soil C changes) | 1.63 | 1.63 | 0.012 | 0.003
| DDGS | used in animal feed | 346 | 104 | 0.022 | 0.007 | Assmed same as wheat
| rapeseed cake | used in animal feed | 368 | 126 | 0.06 | -0.006 | Assumed same as rape seed
Source: Biomass project, Copy of Database pathway heat test 051013-LG-08-10 2013.xlsm, sheet Bottom-up
Price data
Inflated to chosen price year, correction with sensitivity parameters
|  |  | Data | [6 empty] | Til model
| Pris | Enhed | 2015 | 2020 | 2035 | 2050 | pris år | Dataår | Prisår | Inflator | Sensitivity | 2015 | 2020 | 2035 | 2050 | Chosen year | kommentar | Kilde
| omkostning emisson CO2 | kr/ton | 55.2 | 78.9 | 314.4 | 314.4 | 2015 | 1 | 1 | 1 | 0% | 55.2 | 78.9 | 314.4 | 314.4 | 55.2 |  | 57, Forudsætninger for samfundsøkonomiske analyser på energiområdet, Energistyrelsen, 2014
| El-pris vægtet Nordpool | kr/MWh | 266.1 | 331.2 | 573.1 | 573.1 | 2015 | 1 | 1 | 1 | 0% | 266.1 | 331.2 | 573.1 | 573.1 | 266.1 |  | 57, Forudsætninger for samfundsøkonomiske analyser på energiområdet, Energistyrelsen, 2014
| El-pris an virksomhed (brint) | kr/MWh | 445.5 | 513.3 | 769.9 | 769.9 | 2015 | 1 | 1 | 1 | 0% | 445.5 | 513.3 | 769.9 | 769.9 | 445.5 |  | 57, Forudsætninger for samfundsøkonomiske analyser på energiområdet, Energistyrelsen, 2014
| SØK brændselspris Naturgas an værk | DKK/GJ | 72 | 73.3 | 78.3 | 78.3 | 2015 | 1 | 1 | 1 | 0% | 72 | 73.3 | 78.3 | 78.3 | 72 |  | 57, Forudsætninger for samfundsøkonomiske analyser på energiområdet, Energistyrelsen, 2014
| El-pris an husholdning (el-bil) | kr/MWh | 485.5 | 553.3 | 809.9 | 809.9 | 2015 | 1 | 1 | 1 | 0% | 485.5 | 553.3 | 809.9 | 809.9 | 485.5 |  | 57, Forudsætninger for samfundsøkonomiske analyser på energiområdet, Energistyrelsen, 2014
| Råolie pris CIF | DKK/GJ | 102.2 | 119.9 | 135.3 | 135.3 | 2015 | 1 | 1 | 1 | 0% | 102.2 | 119.9 | 135.3 | 135.3 | 102.2 |  | 57, Forudsætninger for samfundsøkonomiske analyser på energiområdet, Energistyrelsen, 2014
| Kul pris | DKK/GJ | 20.2 | 24.9 | 25.8 | 25.8 | 2015 | 1 | 1 | 1 | 0% | 20.2 | 24.9 | 25.8 | 25.8 | 20.2 |  | 57, Forudsætninger for samfundsøkonomiske analyser på energiområdet, Energistyrelsen, 2014
| Naturgas importpris | DKK/GJ | 69.8 | 71.1 | 76.1 | 76.1 | 2015 | 1 | 1 | 1 | 0% | 69.8 | 71.1 | 76.1 | 76.1 | 69.8 |  | 57, Forudsætninger for samfundsøkonomiske analyser på energiområdet, Energistyrelsen, 2014
| Benzin pris CIF | DKK/GJ | 119.6 | 138.4 | 154.6 | 154.6 | 2015 | 1 | 1 | 1 | 0% | 119.6 | 138.4 | 154.6 | 154.6 | 119.6 |  | 57, Forudsætninger for samfundsøkonomiske analyser på energiområdet, Energistyrelsen, 2014
| Diesel pris CIF | DKK/GJ | 118.5 | 137.2 | 153.4 | 153.4 | 2015 | 1 | 1 | 1 | 0% | 118.5 | 137.2 | 153.4 | 153.4 | 118.5 |  | 57, Forudsætninger for samfundsøkonomiske analyser på energiområdet, Energistyrelsen, 2014
| JP1 pris CIF | DKK/GJ | 115.7 | 134.4 | 150.6 | 150.6 | 2015 | 1 | 1 | 1 | 0% | 115.7 | 134.4 | 150.6 | 150.6 | 115.7 |  | 57, Forudsætninger for samfundsøkonomiske analyser på energiområdet, Energistyrelsen, 2014
| HFO pris CIF | DKK/GJ | 89.8 | 108.5 | 124.7 | 124.7 | 2015 | 1 | 1 | 1 | 0% | 89.8 | 108.5 | 124.7 | 124.7 | 89.8 |  | 57, Forudsætninger for samfundsøkonomiske analyser på energiområdet, Energistyrelsen, 2014
| Benzin distribution | DKK/GJ | 34.8 | 34.8 | 34.8 | 34.8 | 2015 | 1 | 1 | 1 | 0% | 34.8 | 34.8 | 34.8 | 34.8 | 34.8 |  | 57, Forudsætninger for samfundsøkonomiske analyser på energiområdet, Energistyrelsen, 2014
| Diesel distribution | DKK/GJ | 28.7 | 28.7 | 28.7 | 28.7 | 2015 | 1 | 1 | 1 | 0% | 28.7 | 28.7 | 28.7 | 28.7 | 28.7 |  | 57, Forudsætninger for samfundsøkonomiske analyser på energiområdet, Energistyrelsen, 2014
| JP1 distribution | DKK/GJ | 2.2 | 2.2 | 2.2 | 2.2 | 2015 | 1 | 1 | 1 | 0% | 2.2 | 2.2 | 2.2 | 2.2 | 2.2 |  | 57, Forudsætninger for samfundsøkonomiske analyser på energiområdet, Energistyrelsen, 2014
| Electricity distribution, EV | DKK/GJ | 61 | 61.7 | 65.8 | 65.8 | 2015 | 1 | 1 | 1 | 0% | 61 | 61.7 | 65.8 | 65.8 | 61 | Difference between power price ab plant and an consumer | 57, Forudsætninger for samfundsøkonomiske analyser på energiområdet, Energistyrelsen, 2014
| Electricity distribution, hydrogen | DKK/GJ | 49.8 | 50.6 | 54.7 | 54.7 | 2015 | 1 | 1 | 1 | 0% | 49.8 | 50.6 | 54.7 | 54.7 | 49.8 | Difference between power price ab plant and an consumer | 57, Forudsætninger for samfundsøkonomiske analyser på energiområdet, Energistyrelsen, 2014
| Naturgas distribution an værk | DKK/GJ | 7 | 7 | 7 | 7 | 2015 | 1 | 1 | 1 | 0% | 7 | 7 | 7 | 7 | 7 |  | 57, Forudsætninger for samfundsøkonomiske analyser på energiområdet, Energistyrelsen, 2014
| Naturgas distribution an forbruger | DKK/GJ | 30.2 | 30.2 | 30.2 | 30.2 | 2015 | 1 | 1 | 1 | 0% | 30.2 | 30.2 | 30.2 | 30.2 | 30.2 |  | 57, Forudsætninger for samfundsøkonomiske analyser på energiområdet, Energistyrelsen, 2014
| Metanol | DKK/GJ | 143.7 | 146.4 | 156.8 | 156.8 | 2015 | 1 | 1 | 1 | 0% | 143.7 | 146.4 | 156.8 | 156.8 | 143.7 | Assumed 2,06 time world price on natural gas
| Fjernvarme | DKK/GJ | 67 | 66.2 | 73.3 | 73.3 | 2011 | 1 | 1.064 | 1.064 | 0% | 71.3 | 70.4 | 78 | 78 | 71.3 | Tabel 7 | 23, Forudsætninger for samfundsøkonomiske analyser på energiområdet. Energistyrelsen. April 2011, opdateret dataark oktober 2012
| Hvede | DKK/GJ | 69.7 | 76.8 | 77 | 77 | 2013 | 1 | 1.038 | 1.038 | 0% | 72.4 | 79.7 | 79.9 | 79.9 | 72.4 | DLG markedspris 2013-09-27, http://www.dlg.dk/da/vegetabilske-produkter/afgroeder/noteringer/boersnotering-moellehvede/ | 4, http://www.agri-outlook.org/
| Sugarbeets | DKK/GJ | 10.3 | 10.3 | 10.3 | 10.3 | 2014 | 1 | 1.025 | 1.025 | 0% | 10.6 | 10.6 | 10.6 | 10.6 | 10.6 |  | http://www.sukkerroer.nu/irj/portal/nordzucker/da?NavigationTarget=navurl://13b776ae053328a67b3ed6386dd63317
| Halm | DKK/GJ | 38.6 | 41.2 | 46.9 | 51.9 | 2012 | 1 | 1.059 | 1.059 |  | 40.9 | 43.6 | 49.6 | 55 | 40.9 |  | 41, Ea Enerrgy Analyses (2013) "Analysis of biomass prices, future Danish prices for straw, wood chips and wood pellets (draft 21-03-2013)",
| Rapsfrø | DKK/GJ | 101.7 | 112.5 | 118.1 | 118.1 | 2015 | 1 | 1 | 1 |  | 101.7 | 112.5 | 118.1 | 118.1 | 101.7 | DLG markedspris 27-09-2013, http://www.dlg.dk/da/vegetabilske-produkter/afgroeder/noteringer/boersnotering-raps/ | 4, http://www.agri-outlook.org/
| Rapeseed cake | DKK/GJ | 91.8 | 102.2 | 114.4 | 114.4 | 2015 | 1 | 1 | 1 |  | 91.8 | 102.2 | 114.4 | 114.4 | 91.8
| Rapsolie | DKK/GJ | 148.8 | 176.4 | 187.5 | 187.5 | 2015 | 1 | 1 | 1 | 0% | 148.8 | 176.4 | 187.5 | 187.5 | 148.8 |  | http://www.indexmundi.com/commodities/?commodity=rapeseed-oil&months=120
| Træ | DKK/GJ | 45.4 | 48.4 | 55.1 | 61.1 | 2012 | 1 | 1.059 | 1.059 |  | 48.1 | 51.3 | 58.4 | 64.7 | 48.1 | Medium estimate | 41, Ea Enerrgy Analyses (2013) "Analysis of biomass prices, future Danish prices for straw, wood chips and wood pellets (draft 21-03-2013)",
| Træpiller | DKK/GJ | 61.8 | 63.3 | 67.8 | 71.5 | 2012 | 1 | 1.059 | 1.059 |  | 65.5 | 67.1 | 71.8 | 75.7 | 65.5 | Medium estimate | 41, Ea Enerrgy Analyses (2013) "Analysis of biomass prices, future Danish prices for straw, wood chips and wood pellets (draft 21-03-2013)",
| Elektricitet | DKK/GJ | 72.5 | 91.24 | 157.89 | 157.89 | 2015 | 1 | 1 | 1 |  | 72.5 | 91.2 | 157.9 | 157.9 | 72.5 |  | 23, Forudsætninger for samfundsøkonomiske analyser på energiområdet. Energistyrelsen. April 2011, opdateret dataark oktober 2012
| Oplade-el-brændsel | DKK/GJ | 72.5 | 91.24 | 157.89 | 157.89 | 2015 | 1 | 1 | 1 |  | 72.5 | 91.2 | 157.9 | 157.9 | 72.5 | Energy input to electricity production excl. conversion loss | 23, Forudsætninger for samfundsøkonomiske analyser på energiområdet. Energistyrelsen. April 2011, opdateret dataark oktober 2012
| Biomasse | DKK/GJ | 44.31 | 44.31 | 44.31 | 44.31 | 2011 | 1 | 1.064 | 1.064 |  | 47.2 | 47.2 | 47.2 | 47.2 | 47.2 |  | Source: 29, Biogas i Danmark - status, barrierer og perspektiver, Biogas Taskforce, November 2013, Kap 8, Biogasøkonomi. Ea-energianalyser har leveret den bagvedliggende data.
| Ethanol på sukkerrør | DKK/GJ | 187 | 186.2 | 205 | 205 | 2010 | 1 | 1.11 | 1.11 |  | 207.6 | 206.6 | 227.6 | 227.6 | 207.6 | aflæst fra figur, gennemsnit af 4 aflæsninger i 2010, følger olieprisudviklingen i 2020 og 2035 | 17, www.eof.dk
| Biodiesel på palmeolie | DKK/GJ | 146.8 | 146.1 | 160.9 | 160.9 | 2010 | 1 | 1.11 | 1.11 |  | 162.9 | 162.2 | 178.6 | 178.6 | 162.9 | aflæst fra figur, gennemsnit af 4 aflæsninger i 2010, følger olieprisudviklingen i 2020 og 2035 | 17, www.eof.dk
| Glycerol | DKK/GJ | 80 | 94.8 | 100.8 | 100.8 | 2013 | 1 | 1.038 | 1.038 |  | 83.1 | 98.5 | 104.7 | 104.7 | 83.1
| Benzin bil | kr/km | 0 | 0 | 0 | 0 | 2010 | 1 | 1.11 | 1.11 |  | 0.1 | 0.1 | 0.1 | 0.1 | 0.053 |  | kilde: 3, Transportøkonomiske enhedspriser 2010, DTU , Institut for transport
| Diesel bil | kr/km | 0 | 0 | 0 | 0 | 2010 | 1 | 1.11 | 1.11 |  | 0.1 | 0.1 | 0.1 | 0.1 | 0.053 |  | kilde: 3, Transportøkonomiske enhedspriser 2010, DTU , Institut for transport
| El bil | kr/km | 0 | 0 | 0 | 0 | 2010 | 1 | 1.11 | 1.11 |  | 0 | 0 | 0 | 0 | 0.02 |  | kilde: 3, Transportøkonomiske enhedspriser 2010, DTU , Institut for transport
| Diesel lastbil | kr/km | 0.1 | 0.1 | 0.1 | 0.1 | 2010 | 1 | 1.11 | 1.11 |  | 0.1 | 0.1 | 0.1 | 0.1 | 0.108 |  | kilde: 3, Transportøkonomiske enhedspriser 2010, DTU , Institut for transport
| Fly | kr/km | 0 | 0 | 0 | 0 | 2010 | 1 | 1.11 | 1.11 |  | 0 | 0 | 0 | 0 | 0 |  | kilde: 3, Transportøkonomiske enhedspriser 2010, DTU , Institut for transport
| Tog Diesel | kr/km | 0 | 0 | 0 | 0 | 2010 | 1 | 1.11 | 1.11 |  | 0 | 0 | 0 | 0 | 0 |  | kilde: 3, Transportøkonomiske enhedspriser 2010, DTU , Institut for transport
| Tog El | kr/km | 0 | 0 | 0 | 0 | 2010 | 1 | 1.11 | 1.11 |  | 0 | 0 | 0 | 0 | 0 |  | kilde: 3, Transportøkonomiske enhedspriser 2010, DTU , Institut for transport
| Ingen | kr/km | 0 | 0 | 0 | 0 | 2010 | 1 | 1.11 | 1.11 |  | 0 | 0 | 0 | 0 | 0 |  | kilde: 3, Transportøkonomiske enhedspriser 2010, DTU , Institut for transport
| Hydrogen an værk | DKK/GJ | 467.1 | 287.9 | 355.4 | 357.4 | 2015 | 1 | 1 | 1 |  | 467.1 | 287.9 | 355.4 | 357.4 | 467.1 |  | AD dataark
| Prisjusteringer |  | 1 |  |  |  | 2005 | 1 | 1.269 | 0.788
Note: 2015 er antaget samme som 2012 i kilde. 2050 er antaget sammen som 2035 i kilde 1
Source: 23, Forudsætninger for samfundsøkonomiske analyser på energiområdet. Energistyrelsen. April 2011, opdateret dataark oktober 2012
Note on F22: Rikke Næraa: RAMSES data for 2010 ( from BF2012)